## fnd_gfm_5693279
Level | Item | Description | Revision | Type | Status | Engineering Item | Item Seq | Op Seq | Alternate | Engineering Bill | Comments | Basis | Quantity | UOM | Planning % | Yield | Extended Quantity | Effectivity Control | From | To | From Date | To Date | Implemented | ECO | Supply Type | Subinventory | Locator | Costed | Unit Cost | Extended Quantity | Extended Cost | Operation Seq | Manufacturing | Offset | Cumulative Manufacuturing | Cumulative Total | Optional | Mutually Exclusive | ATP | Min Qty | Max Qty | Sales Order Basis | Shippable | Include on Ship Docs | Required To Ship | Required For Revenue
1 | - 00-MCYS06_ASSY_LOW_EBS | MSF CYS06 COLO4 TOP LEVEL LOWER EBS | M | Sub-assembly | Active |  | 1 | 1 |  |  |  | Item | 1 | EA | 100 | 1 | 1 | Date |  |  | 2024-09-30 15:41 |  | * | CCO-83149 | [5 empty] | 1 |  | 1 | 675.3111 |  | 303.8801 | 638.6745 |  |  | * |  |  | None | *
2 | - MCYS06-SMA-66135 | FOAM DOOR SUB ASSY 7 | 0 | Sub-assembly | Active |  | 1 | 1 |  |  |  | Item | 1 | EA | 100 | 1 | 1 | Date |  |  | 2024-09-30 15:41 |  | * | [6 empty] | 1 |  | 1 | 0 |  | 2.9486 | 128 |  |  | * |  |  | None | *
3 | - MCYS06-SMA-66224 | LABELS DOOR 7 - SUB ASSY | 0 | Sub-assembly | Active |  | 1 | 1 |  |  |  | Item | 1 | EA | 100 | 1 | 1 | Date |  |  | 2024-09-30 15:41 |  | * | [6 empty] | 1 |  | 1 | 0 |  | 0 | 127 |  |  | * |  |  | None | *
4 | 75-BR-146325A | 1/4" DIAMETER, 0.0630"-0.25" MATERIAL THICKNESS, ALUMINUM BLIND RIVET WITH ALUMINUM MANDREL MCMASTER# 97447A651 | 0 | Purchased Item | Active |  | 1 | 1 |  |  |  | Item | 2 | EA | 100 | 1 | 2 | Date |  |  | 2024-09-30 15:41 |  | * | [6 empty] | 2 |  | 1 | 125 |  | 0 | 126 |  |  | * |  |  | None | *
4 | - IP-57849 | ROWMARK ULTRA-MATTES BLACK/WHITE 1/8" ENGRAVING PLASTIC # 342402 | 0 | Sub-assembly | Active |  | 2 | 1 |  |  |  | Item | 1 | EA | 100 | 1 | 1 | Date |  |  | 2024-09-30 15:41 |  | * | [6 empty] | 1 |  | 1 | 0 |  | 0 | 7 |  |  | * |  |  | None | *
5 | 10-HOAL-SS0112 | ROWMARK ULTRA-MATTES BLACK/WHITE 1/8" ENGRAVING PLASTIC # 342402 | 0 | Purchased Item | Active |  | 1 | 1 |  |  |  | Item | 0.1125 | SFT | 100 | 1 | 0.1125 | Date |  |  | 2024-09-30 15:41 |  | * | [6 empty] | 0.1125 |  | 1 | 5 |  | 0 | 6 |  |  | * |  |  | None | *
4 | - IP-57842 | ROWMARK ULTRA-MATTES BLACK/WHITE 1/8" ENGRAVING PLASTIC # 342402 | 0 | Sub-assembly | Active |  | 4 | 1 |  |  |  | Item | 1 | EA | 100 | 1 | 1 | Date |  |  | 2024-09-30 15:41 |  | * | [6 empty] | 1 |  | 1 | 0 |  | 0 | 7 |  |  | * |  |  | None | *
5 | 10-HOAL-SS0112 | ROWMARK ULTRA-MATTES BLACK/WHITE 1/8" ENGRAVING PLASTIC # 342402 | 0 | Purchased Item | Active |  | 1 | 1 |  |  |  | Item | 0.1125 | SFT | 100 | 1 | 0.1125 | Date |  |  | 2024-09-30 15:41 |  | * | [6 empty] | 0.1125 |  | 1 | 5 |  | 0 | 6 |  |  | * |  |  | None | *
4 | 10017317P1 | LABEL WARNING DOOR UNDER PRESS | 0 | Purchased Item | Active |  | 5 | 1 |  |  |  | Item | 1 | EA | 100 | 1 | 1 | Date |  |  | 2024-10-12 |  | * | [6 empty] | 1 |  | 1 | 35 |  | 0 | 36 |  |  | * |  |  | None | *
3 | - MCYSC4-SMA-54727 | DOOR FOAM MAIN ASSY - 1307 - 25" x 72" - OR | A | Sub-assembly | Active |  | 2 | 1 |  |  |  | Item | 1 | EA | 100 | 1 | 1 | Date |  |  | 2024-09-30 15:41 |  | * | [6 empty] | 1 |  | 1 | 2.8837 |  | 2.9486 | 65.8837 |  |  | * |  |  | None | *
4 | - MCYSC4-SMA-54693 | BOOM FOAM EXTERNAL FRAME SUB ASSY | 0 | Sub-assembly | Active |  | 1 | 1 |  |  |  | Item | 1 | EA | 100 | 1 | 1 | Date |  |  | 2024-09-30 15:41 |  | * | [6 empty] | 1 |  | 1 | 0 |  | 0 | 53 |  |  | * |  |  | None | *
5 | - IP-54692 | 3'' EXT. AL. DOOR FRAME,B) GRAY COATED, DIE # 12005 | 0 | Sub-assembly | Active |  | 1 | 1 |  |  |  | Item | 2 | EA | 100 | 1 | 2 | Date |  |  | 2024-09-30 15:41 |  | * | [6 empty] | 2 |  | 1 | 0 |  | 0 | 52 |  |  | * |  |  | None | *
6 | 76-AD-12005G | 3" EXT.AL.DOOR FRAME,(B)GRAY COATED, DIE# 12005 | 0 | Purchased Item | Active |  | 1 | 1 |  |  |  | Item | 6.464 | FT | 100 | 1 | 12.928 | Date |  |  | 2024-09-30 15:41 |  | * | [6 empty] | 12.928 |  | 1 | 50 |  | 0 | 51 |  |  | * |  |  | None | *
5 | - IP-54691 | 3" EXT.AL.DOOR FRAME,(B)Gray Coated, Die# 12005 | 0 | Sub-assembly | Active |  | 2 | 1 |  |  |  | Item | 2 | EA | 100 | 1 | 2 | Date |  |  | 2024-09-30 15:41 |  | * | [6 empty] | 2 |  | 1 | 0 |  | 0 | 52 |  |  | * |  |  | None | *
6 | 76-AD-12005G | 3" EXT.AL.DOOR FRAME,(B)GRAY COATED, DIE# 12005 | 0 | Purchased Item | Active |  | 1 | 1 |  |  |  | Item | 2.547 | FT | 100 | 1 | 5.094 | Date |  |  | 2024-09-30 15:41 |  | * | [6 empty] | 5.094 |  | 1 | 50 |  | 0 | 51 |  |  | * |  |  | None | *
5 | 75-SCW-6201 | #6-20 X 1" SQUARE PAN HEAD SELF DRILLING SCREW 410 STAINLESS STEEL #2 POINT EPOXY PN 0176160 | 0 | Purchased Item | Active |  | 3 | 1 |  |  |  | Item | 8 | EA | 100 | 1 | 8 | Date |  |  | 2024-09-30 15:41 |  | * | [6 empty] | 8 |  | 1 | 20 |  | 0 | 21 |  |  | * |  |  | None | *
4 | - IP-54701 | Aluminum 5052,0.040GA Width 45.748" EXTERIOR: Clear Conductive Gloss Only, HEAVY EMBOSSED; INTERIOR: Epoxy primer | 0 | Sub-assembly | Active |  | 2 | 1 |  |  |  | Item | 1 | EA | 100 | 1 | 1 | Date |  |  | 2024-09-30 15:41 |  | * | [6 empty] | 1 |  | 1 | 0.024346 |  | 0.024346 | 17.0243 |  |  | * |  |  | None | *
5 | 46-PRPCAL040EG1 | ALUMINUM 5052,0.040GA WIDTH 45.748" EXTERIOR: CLEAR CONDUCTIVE GLOSS ONLY, HEAVY EMBOSSED; INTERIOR: EPOXY PRIMER | 0 | Purchased Item | Active |  | 1 | 1 |  |  |  | Item | 12.165 | SFT | 100 | 1 | 12.165 | Date |  |  | 2024-09-30 15:41 |  | * | [6 empty] | 12.165 |  | 1 | 15 |  | 0 | 16 |  |  | * |  |  | None | *
4 | - 7-PIN HANDLE OUT-SWING RIGHT | 7-PIN HANDLE OUT-SWING RIGHT - SUB ASSY | 0 | Phantom item | Active |  | 3 | 1 |  |  |  | Item | 1 | EA | 100 | 1 | 1 | Date |  |  | 2024-09-30 15:41 |  | * | [6 empty] | 1 |  | 1 | 0 |  | 0 | 62 |  |  | * |  |  | None
5 | 76-HAND-1819 | HANDLE DEFEATER | 0 | Purchased Item | Active |  | 2 | 1 |  |  |  | Item | 1 | EA | 100 | 1 | 1 | Date |  |  | 2024-09-30 15:41 |  | * | [6 empty] | 1 |  | 1 | 30 |  | 0 | 31 |  |  | * |  |  | None | *
5 | 76-HANDLE-0110 | Inside Door Handle - Red Hand Grip #265076-50 | 0 | Purchased Item | Active |  | 3 | 1 |  |  |  | Item | 1 | EA | 100 | 1 | 1 | Date |  |  | 2024-09-30 15:41 |  | * | [6 empty] | 1 |  | 1 | 60 |  | 0 | 61 |  |  | * |  |  | None | *
5 | 76-ROLLER-698 | LONG ROLLER CAM FOR .313 SHAFT, BLACK PLASTIC | 0 | Purchased Item | Active |  | 4 | 1 |  |  |  | Item | 1 | EA | 100 | 1 | 1 | Date |  |  | 2024-09-30 15:41 |  | * | [6 empty] | 1 |  | 1 | 40 |  | 0 | 41 |  |  | * |  |  | None | *
4 | - MCYSC4-SMA-54690 | HINGE SUB ASSY - FOAM DOOR | 0 | Sub-assembly | Active |  | 4 | 1 |  |  |  | Item | 4 | EA | 100 | 1 | 4 | Date |  |  | 2024-09-30 15:41 |  | * | [6 empty] | 4 |  | 1 | 0 |  | 0 | 32 |  |  | * |  |  | None | *
5 | 76-HING-AC0210 | Part of Assembly ALLEGIS HINGE #AC0210-T2 | 0 | Purchased Item | Active |  | 1 | 1 |  |  |  | Item | 1 | EA | 100 | 1 | 4 | Date |  |  | 2024-09-30 15:41 |  | * | [6 empty] | 4 |  | 1 | 30 |  | 0 | 31 |  |  | * |  |  | None | *
5 | 75-BPH-142012 | 1/4"-20 X 1/2", 410 STAINLESS STEEL THREAD-CUTTING SCREW, PHILLIPS HEAD # 98273A355 | 0 | Purchased Item | Active |  | 2 | 1 |  |  |  | Item | 6 | EA | 100 | 1 | 24 | Date |  |  | 2024-09-30 15:41 |  | * | [6 empty] | 24 |  | 1 | 25 |  | 0 | 26 |  |  | * |  |  | None | *
4 | - IP-54702 | Steel G90 20GA Width 44.488",EXTERIOR: Clear Conductive Gloss Only, INTERIOR:Epoxy | 0 | Sub-assembly | Active |  | 5 | 1 |  |  |  | Item | 1 | EA | 100 | 1 | 1 | Date |  |  | 2024-09-30 15:41 |  | * | [6 empty] | 1 |  | 1 | 0.024346 |  | 0.024346 | 22.0243 |  |  | * |  |  | None | *
5 | 46-PRPCG9020GO | STEEL G90 20GA WIDTH 44.488",EXTERIOR: CLEAR CONDUCTIVE GLOSS ONLY, INTERIOR:EPOXY | 0 | Purchased Item | Active |  | 1 | 1 |  |  |  | Item | 12.165 | SFT | 100 | 1 | 12.165 | Date |  |  | 2024-09-30 15:41 |  | * | [6 empty] | 12.165 |  | 1 | 20 |  | 0 | 21 |  |  | * |  |  | None | *
4 | - IP-54700 | R-max Polyisocyanurate Foam Board, 2.5lbs/ft3, GRF faced, 2.0” thick, 43 x 120” | 0 | Sub-assembly | Active |  | 6 | 1 |  |  |  | Item | 1 | EA | 100 | 1 | 1 | Date |  |  | 2024-09-30 15:41 |  | * | [6 empty] | 1 |  | 1 | 0 |  | 0 | 17 |  |  | * |  |  | None | *
5 | 35-INSU-RM24312 | R-MAX POLYISOCYANURATE FOAM BOARD, 2.5LBS/FT3, GRF FACED, 2.0” THICK, 43 X 120” | 0 | Purchased Item | Active |  | 1 | 1 |  |  |  | Item | 12.165 | SFT | 100 | 1 | 12.165 | Date |  |  | 2024-09-30 15:41 |  | * | [6 empty] | 12.165 |  | 1 | 15 |  | 0 | 16 |  |  | * |  |  | None | *
4 | - MCYSC4-SMA-54697 | MCYSC4-SMA-54697 | 0 | Sub-assembly | Active |  | 7 | 1 |  |  |  | Item | 3 | EA | 100 | 1 | 3 | Date |  |  | 2024-09-30 15:41 |  | * | [6 empty] | 3 |  | 1 | 0 |  | 0 | 62 |  |  | * |  |  | None | *
5 | 75-NH-3816BPS | 3/8"-16 Distorted-Thread Flange Hex Locknut, Grade G, Black-Phosphate Steel, Mcmaster# 90949A031 | 0 | Purchased Item | Active |  | 1 | 1 |  |  |  | Item | 3 | EA | 100 | 1 | 9 | Date |  |  | 2024-09-30 15:41 |  | * | [6 empty] | 9 |  | 1 | 5 |  | 0 | 6 |  |  | * |  |  | None | *
5 | 76-RCAM-0100 | ROLLER CAM VH 2321S07-R01 #2321S07-R01 | 0 | Purchased Item | Active |  | 4 | 1 |  |  |  | Item | 1 | EA | 100 | 1 | 3 | Date |  |  | 2024-09-30 15:41 |  | * | [6 empty] | 3 |  | 1 | 40 |  | 0 | 41 |  |  | * |  |  | None | *
5 | 76-DOOR-P0003 | TINNERMAN NUT | 0 | Purchased Item | Active |  | 5 | 1 |  |  |  | Item | 1 | EA | 100 | 1 | 3 | Date |  |  | 2024-09-30 15:41 |  | * | [6 empty] | 3 |  | 1 | 30 |  | 0 | 31 |  |  | * |  |  | None | *
5 | 76-HANDLE-0110 | Inside Door Handle - Red Hand Grip #265076-50 | 0 | Purchased Item | Active |  | 7 | 1 |  |  |  | Item | 1 | EA | 100 | 1 | 3 | Date |  |  | 2024-09-30 15:41 |  | * | [6 empty] | 3 |  | 1 | 60 |  | 0 | 61 |  |  | * |  |  | None | *
5 | 76-ARM-2650 | Klimaflex Interlink Arm Allegis P/N 265079-10 | 0 | Purchased Item | Active |  | 9 | 1 |  |  |  | Item | 1 | EA | 100 | 1 | 3 | Date |  |  | 2024-09-30 15:41 |  | * | [6 empty] | 3 |  | 1 | 30 |  | 0 | 31 |  |  | * |  |  | None | *
5 | 76-HOUSING-S75 | KLIMAFLEX LATCH HOUSING 8MM SHAFT FOR 3"DOOR THICKNESS PN 265078-S75 | 0 | Finished Good - Buy | Active |  | 10 | 1 |  |  |  | Item | 1 | EA | 100 | 1 | 3 | Date |  |  | 2024-09-30 15:41 |  | * | [6 empty] | 3 |  | 1 | 40 |  | 0 | 41 |  |  | * |  |  | None | *
5 | 76-HANDLE-0100 | HANDLE STANDARD OUTSWING | 0 | Purchased Item | Active |  | 11 | 1 |  |  |  | Item | 1 | EA | 100 | 1 | 3 | Date |  |  | 2024-09-30 15:41 |  | * | [6 empty] | 3 |  | 1 | 60 |  | 0 | 61 |  |  | * |  |  | None | *
4 | - MCYSC4-SMA-54696 | BOOM FOAM INTERNAL FRAME SUB ASSY | 0 | Sub-assembly | Active |  | 8 | 1 |  |  |  | Item | 1 | EA | 100 | 1 | 1 | Date |  |  | 2024-09-30 15:41 |  | * | [6 empty] | 1 |  | 1 | 0 |  | 0 | 53 |  |  | * |  |  | None | *
5 | - IP-54694 | 3" AL.DOOR FRAME,(A)Gray Coated, Die# 12003 | 0 | Sub-assembly | Active |  | 1 | 1 |  |  |  | Item | 2 | EA | 100 | 1 | 2 | Date |  |  | 2024-09-30 15:41 |  | * | [6 empty] | 2 |  | 1 | 0 |  | 0 | 52 |  |  | * |  |  | None | *
6 | 76-AD-12003G | 3" AL.DOOR FRAME,(A)GRAY COATED, DIE# 12003 | 0 | Purchased Item | Active |  | 1 | 1 |  |  |  | Item | 2.307 | FT | 100 | 1 | 4.614 | Date |  |  | 2024-09-30 15:41 |  | * | [6 empty] | 4.614 |  | 1 | 50 |  | 0 | 51 |  |  | * |  |  | None | *
5 | - IP-54695 | 3" AL.DOOR FRAME,(A)Gray Coated, Die# 12003 | 0 | Sub-assembly | Active |  | 2 | 1 |  |  |  | Item | 2 | EA | 100 | 1 | 2 | Date |  |  | 2024-09-30 15:41 |  | * | [6 empty] | 2 |  | 1 | 0 |  | 0 | 52 |  |  | * |  |  | None | *
6 | 76-AD-12003G | 3" AL.DOOR FRAME,(A)GRAY COATED, DIE# 12003 | 0 | Purchased Item | Active |  | 1 | 1 |  |  |  | Item | 6.224 | FT | 100 | 1 | 12.448 | Date |  |  | 2024-09-30 15:41 |  | * | [6 empty] | 12.448 |  | 1 | 50 |  | 0 | 51 |  |  | * |  |  | None | *
5 | 75-SCW-6201 | #6-20 X 1" SQUARE PAN HEAD SELF DRILLING SCREW 410 STAINLESS STEEL #2 POINT EPOXY PN 0176160 | 0 | Purchased Item | Active |  | 3 | 1 |  |  |  | Item | 8 | EA | 100 | 1 | 8 | Date |  |  | 2024-09-30 15:41 |  | * | [6 empty] | 8 |  | 1 | 20 |  | 0 | 21 |  |  | * |  |  | None | *
4 | - IP-60453 | 0.063 AL Solid coil 60 | A | Sub-assembly | Active |  | 9 | 1 |  |  |  | Item | 1 | EA | 100 | 1 | 1 | Date |  |  | 2024-09-30 15:41 |  | * | [6 empty] | 1 |  | 1 | 0.064923 |  | 0.064923 | 17.0649 |  |  | * |  |  | None | *
5 | 45-A03C063-60 | ALUMINUM,3003,.063",60" COIL | 0 | Purchased Item | Active |  | 1 | 1 |  |  |  | Item | 0.032 | SFT | 100 | 1 | 0.032 | Date |  |  | 2024-09-30 15:41 |  | * | [6 empty] | 0.032 |  | 1 | 15 |  | 0 | 16 |  |  | * |  |  | None | *
4 | 75-SCWH-14-34 | 1/4-14x3/4" SELF DRILL HEX S.H.W PL | 0 | Purchased Item | Active |  | 10 | 1 |  |  |  | Item | 2 | EA | 100 | 1 | 2 | Date |  |  | 2024-09-30 15:41 |  | * | [6 empty] | 2 |  | 1 | 20 |  | 0 | 21 |  |  | * |  |  | None | *
4 | - MCYS06-SVA-66271 | SUB ASSY VIRTUAL PARTS DOORS | 0 | Phantom item | Active |  | 11 | 1 |  |  |  | Item | 1 | EA | 100 | 1 | 1 | Date |  |  | 2024-09-30 15:41 |  | * | [6 empty] | 1 |  | 1 | 0 |  | 0 | 32 |  |  | * |  |  | None
5 | 85-ADH-3M-740G2 | 3M HYBRID SEALANT 740 (GRAY), 290ML. CASTRIDGE | 0 | Purchased Item | Active |  | 1 | 1 |  |  |  | Item | 1 | EA | 100 | 1 | 1 | Date |  |  | 2024-09-30 15:41 |  | * | [6 empty] | 1 |  | 1 | 30 |  | 0 | 31 |  |  | * |  |  | None | *
5 | 85-GASK-B273BT | SQUARE GASKET 0.5" X 0.38" WATER TIGHT RUBBER SEAL TRIM-LOK P/N: B273BT SINGLE | 0 | Purchased Item | Active |  | 2 | 1 |  |  |  | Item | 35 | FT | 100 | 1 | 35 | Date |  |  | 2024-09-30 15:41 |  | * | [6 empty] | 35 |  | 1 | 5 |  | 0 | 6 |  |  | * |  |  | None | *
5 | 85-ADH-3M-550G | 3M POLYURETHANE ADHESIVE SEALANT 550 FAST CURE GRAY, 10.5 OZ CASTRIDGE | 0 | Purchased Item | Active |  | 3 | 1 |  |  |  | Item | 1 | EA | 100 | 1 | 1 | Date |  |  | 2024-09-30 15:41 |  | * | [6 empty] | 1 |  | 1 | 30 |  | 0 | 31 |  |  | * |  |  | None | *
3 | - MCYS06-SMA-66153 | DOOR 7 - INSTALLATION HARDWARE | 0 | Sub-assembly | Active |  | 3 | 1 |  |  |  | Item | 1 | EA | 100 | 1 | 1 | Date |  |  | 2024-09-30 15:41 |  | * | [6 empty] | 1 |  | 1 | 0 |  | 0 | 42 |  |  | * |  |  | None | *
4 | 75-SCWR-818-34 | SELF DRILLING SCREW 8-18, 3/4" LENGTH, ZINC PLATED PAN HEAD PHILLIPS, PART NO. 94060A197 | 0 | Purchased Item | Active |  | 1 | 1 |  |  |  | Item | 24 | EA | 100 | 1 | 24 | Date |  |  | 2024-09-30 15:41 |  | * | [6 empty] | 24 |  | 1 | 40 |  | 0 | 41 |  |  | * |  |  | None | *
4 | 75-SCWH-14-114 | 1/4-14x1 1/4" SELF DRILL S.H.W PL | 0 | Purchased Item | Active |  | 2 | 1 |  |  |  | Item | 33 | EA | 100 | 1 | 33 | Date |  |  | 2024-09-30 15:41 |  | * | [6 empty] | 33 |  | 1 | 20 |  | 0 | 21 |  |  | * |  |  | None | *
3 | - IP-59294 | 16ga GA Brt coil 60 | L | Sub-assembly | Active |  | 4 | 1 |  |  |  | Item | 2 | EA | 100 | 1 | 2 | Date |  |  | 2024-09-30 15:41 |  | * | [6 empty] | 2 |  | 1 | 0.064923 |  | 0.064923 | 17.0649 |  |  | * |  |  | None | *
4 | 45-GALC-0275 | STEEL,GALV,G90,16 GA,60" COIL | 0 | Purchased Item | Active |  | 1 | 1 |  |  |  | Item | 0.98171 | SFT | 100 | 1 | 1.9634 | Date |  |  | 2024-09-30 15:41 |  | * | [6 empty] | 1.9634 |  | 1 | 15 |  | 0 | 16 |  |  | * |  |  | None | *
4 | IP-59294_DOC | 16ga GA Brt coil 60 | 0 | Reference Item - Document Management | Active |  | 8 | 1 |  |  |  | Item | 1 | EA | 100 | 1 | 2 | Date |  |  | 2024-09-30 15:41 |  | * | [6 empty] | 2 |  | 1 |  |  | 0 | 0 | [5 empty] | None
3 | - IP-59293 | 16ga GA Brt coil 60 | L | Sub-assembly | Active |  | 5 | 1 |  |  |  | Item | 2 | EA | 100 | 1 | 2 | Date |  |  | 2024-09-30 15:41 |  | * | [6 empty] | 2 |  | 1 | 0.064923 |  | 0.064923 | 41.0649 |  |  | * |  |  | None | *
4 | 45-GALC-0275 | STEEL,GALV,G90,16 GA,60" COIL | 0 | Purchased Item | Active |  | 1 | 1 |  |  |  | Item | 2.4518 | SFT | 100 | 1 | 4.9036 | Date |  |  | 2024-09-30 15:41 |  | * | [6 empty] | 4.9036 |  | 1 | 15 |  | 0 | 16 |  |  | * |  |  | None | *
4 | IP-59293_DOC | 16ga GA Brt coil 60 | 0 | Reference Item - Document Management | Active |  | 7 | 1 |  |  |  | Item | 1 | EA | 100 | 1 | 2 | Date |  |  | 2024-09-30 15:41 |  | * | [6 empty] | 2 |  | 1 | 40 |  | 0 | 40 | [5 empty] | None
3 | - MCYSC4-SMA-54725 | DOOR STOP - RIGHT JKT 1 | 0 | Sub-assembly | Active |  | 6 | 1 |  |  |  | Item | 1 | EA | 100 | 1 | 1 | Date |  |  | 2024-09-30 15:41 |  | * | [6 empty] | 1 |  | 1 | 0 |  | 0.064923 | 22 |  |  | * |  |  | None | *
4 | 75-RB-11438 | RUBBER BUMPER, RED, 1-1/4" DIA. X 1-1/4” HGT., 3/8"-16 THREADED HOLE, SHORE 85A, MCMASTER 9546K51 | 0 | Purchased Item | Active |  | 1 | 1 |  |  |  | Item | 1 | EA | 100 | 1 | 1 | Date |  |  | 2024-09-30 15:41 |  | * | [6 empty] | 1 |  | 1 | 5 |  | 0 | 6 |  |  | * |  |  | None | *
4 | 75-SCWH-14-114 | 1/4-14x1 1/4" SELF DRILL S.H.W PL | 0 | Purchased Item | Active |  | 2 | 1 |  |  |  | Item | 2 | EA | 100 | 1 | 2 | Date |  |  | 2024-09-30 15:41 |  | * | [6 empty] | 2 |  | 1 | 20 |  | 0 | 21 |  |  | * |  |  | None | *
4 | - IP-54721 | 16ga GA Jkt coil 60 | A | Sub-assembly | Active |  | 3 | 1 |  |  |  | Item | 1 | EA | 100 | 1 | 1 | Date |  |  | 2024-09-30 15:41 |  | * | [6 empty] | 1 |  | 1 | 0.064923 |  | 0.064923 | 17.0649 |  |  | * |  |  | None | *
5 | 45-GALV-0130 | STEEL,JKT,A60,12GA,60X120 | 0 | Purchased Item | Active |  | 100009 | 1 |  |  |  | Item | 0.25 | SFT | 100 | 1 | 0.25 | Date |  |  | 2024-10-15 09:59 |  | * |  |  | WIP_APU-1 |  |  |  | 0.25 |  | 1 | 15 |  | 0 | 16 |  |  | * |  |  | None | *
4 | 75-W-38-LOCK-P | Zinc Plated-Lock Washer-3/8" | 0 | Purchased Item | Active |  | 4 | 1 |  |  |  | Item | 1 | EA | 100 | 1 | 1 | Date |  |  | 2024-09-30 15:41 |  | * | [6 empty] | 1 |  | 1 | 20 |  | 0 | 21 |  |  | * |  |  | None | *
4 | 75-BH-381634-P | 3/8-16X3/4-HEX/BOLT-PLT-G5 | 0 | Purchased Item | Active |  | 5 | 1 |  |  |  | Item | 1 | EA | 100 | 1 | 1 | Date |  |  | 2024-09-30 15:41 |  | * | [6 empty] | 1 |  | 1 | 5 |  | 0 | 6 |  |  | * |  |  | None | *
4 | 75-W-38-FLAT-P | Zinc Plated-Flat Washer-3/8" | 0 | Purchased Item | Active |  | 6 | 1 |  |  |  | Item | 1 | EA | 100 | 1 | 1 | Date |  |  | 2024-09-30 15:41 |  | * | [6 empty] | 1 |  | 1 | 15 |  | 0 | 16 |  |  | * |  |  | None | *
3 | - IP-57641 | C-RG-61, MATERIAL: 16 GA JKT | A | Sub-assembly | Active |  | 7 | 1 |  |  |  | Item | 1 | EA | 100 | 1 | 1 | Date |  |  | 2024-09-30 15:41 |  | * | [6 empty] | 1 |  | 1 | 0.064923 |  | 0.064923 | 17.0649 |  |  | * |  |  | None | *
4 | 45-GALC-0225 | STEEL,JKT,A60,16 GA,60" COIL | 0 | Purchased Item | Active |  | 1 | 1 |  |  |  | Item | 0.822 | SFT | 100 | 1 | 0.822 | Date |  |  | 2024-09-30 15:41 |  | * | [6 empty] | 0.822 |  | 1 | 15 |  | 0 | 16 |  |  | * |  |  | None | *
2 | - MCYS06-SMA-66136 | FOAM DOOR SUB ASSY 8 | 0 | Sub-assembly | Active |  | 2 | 1 |  |  |  | Item | 1 | EA | 100 | 1 | 1 | Date |  |  | 2024-09-30 15:41 |  | * | [6 empty] | 1 |  | 1 | 0 |  | 3.0406 | 128 |  |  | * |  |  | None | *
3 | - MCYSC4-SMA-54728 | DOOR FOAM MAIN ASSY - 1308 - 25" x 72" - OL | A | Sub-assembly | Active |  | 1 | 1 |  |  |  | Item | 1 | EA | 100 | 1 | 1 | Date |  |  | 2024-09-30 15:41 |  | * | [6 empty] | 1 |  | 1 | 2.9757 |  | 3.0406 | 65.9757 |  |  | * |  |  | None | *
4 | - MCYSC4-SMA-54693 | BOOM FOAM EXTERNAL FRAME SUB ASSY | 0 | Sub-assembly | Active |  | 1 | 1 |  |  |  | Item | 1 | EA | 100 | 1 | 1 | Date |  |  | 2024-09-30 15:41 |  | * | [6 empty] | 1 |  | 1 | 0 |  | 0 | 53 |  |  | * |  |  | None | *
5 | - IP-54692 | 3'' EXT. AL. DOOR FRAME,B) GRAY COATED, DIE # 12005 | 0 | Sub-assembly | Active |  | 1 | 1 |  |  |  | Item | 2 | EA | 100 | 1 | 2 | Date |  |  | 2024-09-30 15:41 |  | * | [6 empty] | 2 |  | 1 | 0 |  | 0 | 52 |  |  | * |  |  | None | *
6 | 76-AD-12005G | 3" EXT.AL.DOOR FRAME,(B)GRAY COATED, DIE# 12005 | 0 | Purchased Item | Active |  | 1 | 1 |  |  |  | Item | 6.464 | FT | 100 | 1 | 12.928 | Date |  |  | 2024-09-30 15:41 |  | * | [6 empty] | 12.928 |  | 1 | 50 |  | 0 | 51 |  |  | * |  |  | None | *
5 | - IP-54691 | 3" EXT.AL.DOOR FRAME,(B)Gray Coated, Die# 12005 | 0 | Sub-assembly | Active |  | 2 | 1 |  |  |  | Item | 2 | EA | 100 | 1 | 2 | Date |  |  | 2024-09-30 15:41 |  | * | [6 empty] | 2 |  | 1 | 0 |  | 0 | 52 |  |  | * |  |  | None | *
6 | 76-AD-12005G | 3" EXT.AL.DOOR FRAME,(B)GRAY COATED, DIE# 12005 | 0 | Purchased Item | Active |  | 1 | 1 |  |  |  | Item | 2.547 | FT | 100 | 1 | 5.094 | Date |  |  | 2024-09-30 15:41 |  | * | [6 empty] | 5.094 |  | 1 | 50 |  | 0 | 51 |  |  | * |  |  | None | *
5 | 75-SCW-6201 | #6-20 X 1" SQUARE PAN HEAD SELF DRILLING SCREW 410 STAINLESS STEEL #2 POINT EPOXY PN 0176160 | 0 | Purchased Item | Active |  | 3 | 1 |  |  |  | Item | 8 | EA | 100 | 1 | 8 | Date |  |  | 2024-09-30 15:41 |  | * | [6 empty] | 8 |  | 1 | 20 |  | 0 | 21 |  |  | * |  |  | None | *
4 | - IP-54701 | Aluminum 5052,0.040GA Width 45.748" EXTERIOR: Clear Conductive Gloss Only, HEAVY EMBOSSED; INTERIOR: Epoxy primer | 0 | Sub-assembly | Active |  | 2 | 1 |  |  |  | Item | 1 | EA | 100 | 1 | 1 | Date |  |  | 2024-09-30 15:41 |  | * | [6 empty] | 1 |  | 1 | 0.024346 |  | 0.024346 | 17.0243 |  |  | * |  |  | None | *
5 | 46-PRPCAL040EG1 | ALUMINUM 5052,0.040GA WIDTH 45.748" EXTERIOR: CLEAR CONDUCTIVE GLOSS ONLY, HEAVY EMBOSSED; INTERIOR: EPOXY PRIMER | 0 | Purchased Item | Active |  | 1 | 1 |  |  |  | Item | 12.165 | SFT | 100 | 1 | 12.165 | Date |  |  | 2024-09-30 15:41 |  | * | [6 empty] | 12.165 |  | 1 | 15 |  | 0 | 16 |  |  | * |  |  | None | *
4 | - MCYSC4-SMA-54717 | 7-PIN HANDLE OUT-SWING LEFT | 0 | Sub-assembly | Active |  | 3 | 1 |  |  |  | Item | 1 | EA | 100 | 1 | 1 | Date |  |  | 2024-09-30 15:41 |  | * | [6 empty] | 1 |  | 1 | 0 |  | 0 | 62 |  |  | * |  |  | None | *
5 | 76-HAND-1819 | HANDLE DEFEATER | 0 | Purchased Item | Active |  | 2 | 1 |  |  |  | Item | 1 | EA | 100 | 1 | 1 | Date |  |  | 2024-09-30 15:41 |  | * | [6 empty] | 1 |  | 1 | 30 |  | 0 | 31 |  |  | * |  |  | None | *
5 | 76-HANDLE-0110 | Inside Door Handle - Red Hand Grip #265076-50 | 0 | Purchased Item | Active |  | 3 | 1 |  |  |  | Item | 1 | EA | 100 | 1 | 1 | Date |  |  | 2024-09-30 15:41 |  | * | [6 empty] | 1 |  | 1 | 60 |  | 0 | 61 |  |  | * |  |  | None | *
5 | 76-ROLLER-698 | LONG ROLLER CAM FOR .313 SHAFT, BLACK PLASTIC | 0 | Purchased Item | Active |  | 4 | 1 |  |  |  | Item | 1 | EA | 100 | 1 | 1 | Date |  |  | 2024-09-30 15:41 |  | * | [6 empty] | 1 |  | 1 | 40 |  | 0 | 41 |  |  | * |  |  | None | *
4 | - MCYSC4-SMA-54690 | HINGE SUB ASSY - FOAM DOOR | 0 | Sub-assembly | Active |  | 4 | 1 |  |  |  | Item | 4 | EA | 100 | 1 | 4 | Date |  |  | 2024-09-30 15:41 |  | * | [6 empty] | 4 |  | 1 | 0 |  | 0 | 32 |  |  | * |  |  | None | *
5 | 76-HING-AC0210 | Part of Assembly ALLEGIS HINGE #AC0210-T2 | 0 | Purchased Item | Active |  | 1 | 1 |  |  |  | Item | 1 | EA | 100 | 1 | 4 | Date |  |  | 2024-09-30 15:41 |  | * | [6 empty] | 4 |  | 1 | 30 |  | 0 | 31 |  |  | * |  |  | None | *
5 | 75-BPH-142012 | 1/4"-20 X 1/2", 410 STAINLESS STEEL THREAD-CUTTING SCREW, PHILLIPS HEAD # 98273A355 | 0 | Purchased Item | Active |  | 2 | 1 |  |  |  | Item | 6 | EA | 100 | 1 | 24 | Date |  |  | 2024-09-30 15:41 |  | * | [6 empty] | 24 |  | 1 | 25 |  | 0 | 26 |  |  | * |  |  | None | *
4 | - IP-54702 | Steel G90 20GA Width 44.488",EXTERIOR: Clear Conductive Gloss Only, INTERIOR:Epoxy | 0 | Sub-assembly | Active |  | 5 | 1 |  |  |  | Item | 1 | EA | 100 | 1 | 1 | Date |  |  | 2024-09-30 15:41 |  | * | [6 empty] | 1 |  | 1 | 0.024346 |  | 0.024346 | 22.0243 |  |  | * |  |  | None | *
5 | 46-PRPCG9020GO | STEEL G90 20GA WIDTH 44.488",EXTERIOR: CLEAR CONDUCTIVE GLOSS ONLY, INTERIOR:EPOXY | 0 | Purchased Item | Active |  | 1 | 1 |  |  |  | Item | 12.165 | SFT | 100 | 1 | 12.165 | Date |  |  | 2024-09-30 15:41 |  | * | [6 empty] | 12.165 |  | 1 | 20 |  | 0 | 21 |  |  | * |  |  | None | *
4 | - IP-54700 | R-max Polyisocyanurate Foam Board, 2.5lbs/ft3, GRF faced, 2.0” thick, 43 x 120” | 0 | Sub-assembly | Active |  | 6 | 1 |  |  |  | Item | 1 | EA | 100 | 1 | 1 | Date |  |  | 2024-09-30 15:41 |  | * | [6 empty] | 1 |  | 1 | 0 |  | 0 | 17 |  |  | * |  |  | None | *
5 | 35-INSU-RM24312 | R-MAX POLYISOCYANURATE FOAM BOARD, 2.5LBS/FT3, GRF FACED, 2.0” THICK, 43 X 120” | 0 | Purchased Item | Active |  | 1 | 1 |  |  |  | Item | 12.165 | SFT | 100 | 1 | 12.165 | Date |  |  | 2024-09-30 15:41 |  | * | [6 empty] | 12.165 |  | 1 | 15 |  | 0 | 16 |  |  | * |  |  | None | *
4 | - MCYSC4-SMA-54697 | MCYSC4-SMA-54697 | 0 | Sub-assembly | Active |  | 7 | 1 |  |  |  | Item | 3 | EA | 100 | 1 | 3 | Date |  |  | 2024-09-30 15:41 |  | * | [6 empty] | 3 |  | 1 | 0 |  | 0 | 62 |  |  | * |  |  | None | *
5 | 75-NH-3816BPS | 3/8"-16 Distorted-Thread Flange Hex Locknut, Grade G, Black-Phosphate Steel, Mcmaster# 90949A031 | 0 | Purchased Item | Active |  | 1 | 1 |  |  |  | Item | 3 | EA | 100 | 1 | 9 | Date |  |  | 2024-09-30 15:41 |  | * | [6 empty] | 9 |  | 1 | 5 |  | 0 | 6 |  |  | * |  |  | None | *
5 | 76-RCAM-0100 | ROLLER CAM VH 2321S07-R01 #2321S07-R01 | 0 | Purchased Item | Active |  | 4 | 1 |  |  |  | Item | 1 | EA | 100 | 1 | 3 | Date |  |  | 2024-09-30 15:41 |  | * | [6 empty] | 3 |  | 1 | 40 |  | 0 | 41 |  |  | * |  |  | None | *
5 | 76-DOOR-P0003 | TINNERMAN NUT | 0 | Purchased Item | Active |  | 5 | 1 |  |  |  | Item | 1 | EA | 100 | 1 | 3 | Date |  |  | 2024-09-30 15:41 |  | * | [6 empty] | 3 |  | 1 | 30 |  | 0 | 31 |  |  | * |  |  | None | *
5 | 76-HANDLE-0110 | Inside Door Handle - Red Hand Grip #265076-50 | 0 | Purchased Item | Active |  | 7 | 1 |  |  |  | Item | 1 | EA | 100 | 1 | 3 | Date |  |  | 2024-09-30 15:41 |  | * | [6 empty] | 3 |  | 1 | 60 |  | 0 | 61 |  |  | * |  |  | None | *
5 | 76-ARM-2650 | Klimaflex Interlink Arm Allegis P/N 265079-10 | 0 | Purchased Item | Active |  | 9 | 1 |  |  |  | Item | 1 | EA | 100 | 1 | 3 | Date |  |  | 2024-09-30 15:41 |  | * | [6 empty] | 3 |  | 1 | 30 |  | 0 | 31 |  |  | * |  |  | None | *
5 | 76-HOUSING-S75 | KLIMAFLEX LATCH HOUSING 8MM SHAFT FOR 3"DOOR THICKNESS PN 265078-S75 | 0 | Finished Good - Buy | Active |  | 10 | 1 |  |  |  | Item | 1 | EA | 100 | 1 | 3 | Date |  |  | 2024-09-30 15:41 |  | * | [6 empty] | 3 |  | 1 | 40 |  | 0 | 41 |  |  | * |  |  | None | *
5 | 76-HANDLE-0100 | HANDLE STANDARD OUTSWING | 0 | Purchased Item | Active |  | 11 | 1 |  |  |  | Item | 1 | EA | 100 | 1 | 3 | Date |  |  | 2024-09-30 15:41 |  | * | [6 empty] | 3 |  | 1 | 60 |  | 0 | 61 |  |  | * |  |  | None | *
4 | - MCYSC4-SMA-54696 | BOOM FOAM INTERNAL FRAME SUB ASSY | 0 | Sub-assembly | Active |  | 8 | 1 |  |  |  | Item | 1 | EA | 100 | 1 | 1 | Date |  |  | 2024-09-30 15:41 |  | * | [6 empty] | 1 |  | 1 | 0 |  | 0 | 53 |  |  | * |  |  | None | *
5 | - IP-54694 | 3" AL.DOOR FRAME,(A)Gray Coated, Die# 12003 | 0 | Sub-assembly | Active |  | 1 | 1 |  |  |  | Item | 2 | EA | 100 | 1 | 2 | Date |  |  | 2024-09-30 15:41 |  | * | [6 empty] | 2 |  | 1 | 0 |  | 0 | 52 |  |  | * |  |  | None | *
6 | 76-AD-12003G | 3" AL.DOOR FRAME,(A)GRAY COATED, DIE# 12003 | 0 | Purchased Item | Active |  | 1 | 1 |  |  |  | Item | 2.307 | FT | 100 | 1 | 4.614 | Date |  |  | 2024-09-30 15:41 |  | * | [6 empty] | 4.614 |  | 1 | 50 |  | 0 | 51 |  |  | * |  |  | None | *
5 | - IP-54695 | 3" AL.DOOR FRAME,(A)Gray Coated, Die# 12003 | 0 | Sub-assembly | Active |  | 2 | 1 |  |  |  | Item | 2 | EA | 100 | 1 | 2 | Date |  |  | 2024-09-30 15:41 |  | * | [6 empty] | 2 |  | 1 | 0 |  | 0 | 52 |  |  | * |  |  | None | *
6 | 76-AD-12003G | 3" AL.DOOR FRAME,(A)GRAY COATED, DIE# 12003 | 0 | Purchased Item | Active |  | 1 | 1 |  |  |  | Item | 6.224 | FT | 100 | 1 | 12.448 | Date |  |  | 2024-09-30 15:41 |  | * | [6 empty] | 12.448 |  | 1 | 50 |  | 0 | 51 |  |  | * |  |  | None | *
5 | 75-SCW-6201 | #6-20 X 1" SQUARE PAN HEAD SELF DRILLING SCREW 410 STAINLESS STEEL #2 POINT EPOXY PN 0176160 | 0 | Purchased Item | Active |  | 3 | 1 |  |  |  | Item | 8 | EA | 100 | 1 | 8 | Date |  |  | 2024-09-30 15:41 |  | * | [6 empty] | 8 |  | 1 | 20 |  | 0 | 21 |  |  | * |  |  | None | *
4 | - IP-60453 | 0.063 AL Solid coil 60 | A | Sub-assembly | Active |  | 9 | 1 |  |  |  | Item | 1 | EA | 100 | 1 | 1 | Date |  |  | 2024-09-30 15:41 |  | * | [6 empty] | 1 |  | 1 | 0.064923 |  | 0.064923 | 17.0649 |  |  | * |  |  | None | *
5 | 45-A03C063-60 | ALUMINUM,3003,.063",60" COIL | 0 | Purchased Item | Active |  | 1 | 1 |  |  |  | Item | 0.032 | SFT | 100 | 1 | 0.032 | Date |  |  | 2024-09-30 15:41 |  | * | [6 empty] | 0.032 |  | 1 | 15 |  | 0 | 16 |  |  | * |  |  | None | *
4 | 75-SCWH-14-34 | 1/4-14x3/4" SELF DRILL HEX S.H.W PL | 0 | Purchased Item | Active |  | 10 | 1 |  |  |  | Item | 2 | EA | 100 | 1 | 2 | Date |  |  | 2024-09-30 15:41 |  | * | [6 empty] | 2 |  | 1 | 20 |  | 0 | 21 |  |  | * |  |  | None | *
4 | - MCYS06-SVA-66271 | SUB ASSY VIRTUAL PARTS DOORS | 0 | Phantom item | Active |  | 11 | 1 |  |  |  | Item | 1 | EA | 100 | 1 | 1 | Date |  |  | 2024-09-30 15:41 |  | * | [6 empty] | 1 |  | 1 | 0 |  | 0 | 32 |  |  | * |  |  | None
5 | 85-ADH-3M-740G2 | 3M HYBRID SEALANT 740 (GRAY), 290ML. CASTRIDGE | 0 | Purchased Item | Active |  | 1 | 1 |  |  |  | Item | 1 | EA | 100 | 1 | 1 | Date |  |  | 2024-09-30 15:41 |  | * | [6 empty] | 1 |  | 1 | 30 |  | 0 | 31 |  |  | * |  |  | None | *
5 | 85-GASK-B273BT | SQUARE GASKET 0.5" X 0.38" WATER TIGHT RUBBER SEAL TRIM-LOK P/N: B273BT SINGLE | 0 | Purchased Item | Active |  | 2 | 1 |  |  |  | Item | 35 | FT | 100 | 1 | 35 | Date |  |  | 2024-09-30 15:41 |  | * | [6 empty] | 35 |  | 1 | 5 |  | 0 | 6 |  |  | * |  |  | None | *
5 | 85-ADH-3M-550G | 3M POLYURETHANE ADHESIVE SEALANT 550 FAST CURE GRAY, 10.5 OZ CASTRIDGE | 0 | Purchased Item | Active |  | 3 | 1 |  |  |  | Item | 1 | EA | 100 | 1 | 1 | Date |  |  | 2024-09-30 15:41 |  | * | [6 empty] | 1 |  | 1 | 30 |  | 0 | 31 |  |  | * |  |  | None | *
3 | - MCYS06-SMA-66225 | LABELS DOOR 8 - SUB ASSY | 0 | Sub-assembly | Active |  | 2 | 1 |  |  |  | Item | 1 | EA | 100 | 1 | 1 | Date |  |  | 2024-09-30 15:41 |  | * | [6 empty] | 1 |  | 1 | 0 |  | 0 | 127 |  |  | * |  |  | None | *
4 | 75-BR-146325A | 1/4" DIAMETER, 0.0630"-0.25" MATERIAL THICKNESS, ALUMINUM BLIND RIVET WITH ALUMINUM MANDREL MCMASTER# 97447A651 | 0 | Purchased Item | Active |  | 1 | 1 |  |  |  | Item | 2 | EA | 100 | 1 | 2 | Date |  |  | 2024-09-30 15:41 |  | * | [6 empty] | 2 |  | 1 | 125 |  | 0 | 126 |  |  | * |  |  | None | *
4 | - IP-57843 | ROWMARK ULTRA-MATTES BLACK/WHITE 1/8" ENGRAVING PLASTIC # 342402 | 0 | Sub-assembly | Active |  | 3 | 1 |  |  |  | Item | 1 | EA | 100 | 1 | 1 | Date |  |  | 2024-09-30 15:41 |  | * | [6 empty] | 1 |  | 1 | 0 |  | 0 | 7 |  |  | * |  |  | None | *
5 | 10-HOAL-SS0112 | ROWMARK ULTRA-MATTES BLACK/WHITE 1/8" ENGRAVING PLASTIC # 342402 | 0 | Purchased Item | Active |  | 1 | 1 |  |  |  | Item | 0.1125 | SFT | 100 | 1 | 0.1125 | Date |  |  | 2024-09-30 15:41 |  | * | [6 empty] | 0.1125 |  | 1 | 5 |  | 0 | 6 |  |  | * |  |  | None | *
4 | - IP-57850 | ROWMARK ULTRA-MATTES BLACK/WHITE 1/8" ENGRAVING PLASTIC # 342402 | 0 | Sub-assembly | Active |  | 4 | 1 |  |  |  | Item | 1 | EA | 100 | 1 | 1 | Date |  |  | 2024-09-30 15:41 |  | * | [6 empty] | 1 |  | 1 | 0 |  | 0 | 7 |  |  | * |  |  | None | *
5 | 10-HOAL-SS0112 | ROWMARK ULTRA-MATTES BLACK/WHITE 1/8" ENGRAVING PLASTIC # 342402 | 0 | Purchased Item | Active |  | 1 | 1 |  |  |  | Item | 0.1125 | SFT | 100 | 1 | 0.1125 | Date |  |  | 2024-09-30 15:41 |  | * | [6 empty] | 0.1125 |  | 1 | 5 |  | 0 | 6 |  |  | * |  |  | None | *
4 | 10017317P1 | LABEL WARNING DOOR UNDER PRESS | 0 | Purchased Item | Active |  | 5 | 1 |  |  |  | Item | 1 | EA | 100 | 1 | 1 | Date |  |  | 2024-10-12 |  | * | [6 empty] | 1 |  | 1 | 35 |  | 0 | 36 |  |  | * |  |  | None | *
3 | - MCYS06-SMA-66154 | DOOR 8 - INSTALLATION HARDWARE | 0 | Sub-assembly | Active |  | 3 | 1 |  |  |  | Item | 1 | EA | 100 | 1 | 1 | Date |  |  | 2024-09-30 15:41 |  | * | [6 empty] | 1 |  | 1 | 0 |  | 0 | 42 |  |  | * |  |  | None | *
4 | 75-SCWR-818-34 | SELF DRILLING SCREW 8-18, 3/4" LENGTH, ZINC PLATED PAN HEAD PHILLIPS, PART NO. 94060A197 | 0 | Purchased Item | Active |  | 1 | 1 |  |  |  | Item | 24 | EA | 100 | 1 | 24 | Date |  |  | 2024-09-30 15:41 |  | * | [6 empty] | 24 |  | 1 | 40 |  | 0 | 41 |  |  | * |  |  | None | *
4 | 75-SCWH-14-114 | 1/4-14x1 1/4" SELF DRILL S.H.W PL | 0 | Purchased Item | Active |  | 2 | 1 |  |  |  | Item | 33 | EA | 100 | 1 | 33 | Date |  |  | 2024-09-30 15:41 |  | * | [6 empty] | 33 |  | 1 | 20 |  | 0 | 21 |  |  | * |  |  | None | *
3 | - IP-59294 | 16ga GA Brt coil 60 | L | Sub-assembly | Active |  | 4 | 1 |  |  |  | Item | 2 | EA | 100 | 1 | 2 | Date |  |  | 2024-09-30 15:41 |  | * | [6 empty] | 2 |  | 1 | 0.064923 |  | 0.064923 | 17.0649 |  |  | * |  |  | None | *
4 | 45-GALC-0275 | STEEL,GALV,G90,16 GA,60" COIL | 0 | Purchased Item | Active |  | 1 | 1 |  |  |  | Item | 0.98171 | SFT | 100 | 1 | 1.9634 | Date |  |  | 2024-09-30 15:41 |  | * | [6 empty] | 1.9634 |  | 1 | 15 |  | 0 | 16 |  |  | * |  |  | None | *
4 | IP-59294_DOC | 16ga GA Brt coil 60 | 0 | Reference Item - Document Management | Active |  | 8 | 1 |  |  |  | Item | 1 | EA | 100 | 1 | 2 | Date |  |  | 2024-09-30 15:41 |  | * | [6 empty] | 2 |  | 1 |  |  | 0 | 0 | [5 empty] | None
3 | - IP-59293 | 16ga GA Brt coil 60 | L | Sub-assembly | Active |  | 5 | 1 |  |  |  | Item | 2 | EA | 100 | 1 | 2 | Date |  |  | 2024-09-30 15:41 |  | * | [6 empty] | 2 |  | 1 | 0.064923 |  | 0.064923 | 41.0649 |  |  | * |  |  | None | *
4 | 45-GALC-0275 | STEEL,GALV,G90,16 GA,60" COIL | 0 | Purchased Item | Active |  | 1 | 1 |  |  |  | Item | 2.4518 | SFT | 100 | 1 | 4.9036 | Date |  |  | 2024-09-30 15:41 |  | * | [6 empty] | 4.9036 |  | 1 | 15 |  | 0 | 16 |  |  | * |  |  | None | *
4 | IP-59293_DOC | 16ga GA Brt coil 60 | 0 | Reference Item - Document Management | Active |  | 7 | 1 |  |  |  | Item | 1 | EA | 100 | 1 | 2 | Date |  |  | 2024-09-30 15:41 |  | * | [6 empty] | 2 |  | 1 | 40 |  | 0 | 40 | [5 empty] | None
3 | - IP-57641 | C-RG-61, MATERIAL: 16 GA JKT | A | Sub-assembly | Active |  | 6 | 1 |  |  |  | Item | 1 | EA | 100 | 1 | 1 | Date |  |  | 2024-09-30 15:41 |  | * | [6 empty] | 1 |  | 1 | 0.064923 |  | 0.064923 | 17.0649 |  |  | * |  |  | None | *
4 | 45-GALC-0225 | STEEL,JKT,A60,16 GA,60" COIL | 0 | Purchased Item | Active |  | 1 | 1 |  |  |  | Item | 0.822 | SFT | 100 | 1 | 0.822 | Date |  |  | 2024-09-30 15:41 |  | * | [6 empty] | 0.822 |  | 1 | 15 |  | 0 | 16 |  |  | * |  |  | None | *
3 | - MCYSC4-SMA-54723 | DOOR STOP - LEFT JKT 1 | 0 | Sub-assembly | Active |  | 7 | 1 |  |  |  | Item | 1 | EA | 100 | 1 | 1 | Date |  |  | 2024-09-30 15:41 |  | * | [6 empty] | 1 |  | 1 | 0 |  | 0.064923 | 22 |  |  | * |  |  | None | *
4 | 75-RB-11438 | RUBBER BUMPER, RED, 1-1/4" DIA. X 1-1/4” HGT., 3/8"-16 THREADED HOLE, SHORE 85A, MCMASTER 9546K51 | 0 | Purchased Item | Active |  | 1 | 1 |  |  |  | Item | 1 | EA | 100 | 1 | 1 | Date |  |  | 2024-09-30 15:41 |  | * | [6 empty] | 1 |  | 1 | 5 |  | 0 | 6 |  |  | * |  |  | None | *
4 | 75-SCWH-14-114 | 1/4-14x1 1/4" SELF DRILL S.H.W PL | 0 | Purchased Item | Active |  | 2 | 1 |  |  |  | Item | 2 | EA | 100 | 1 | 2 | Date |  |  | 2024-09-30 15:41 |  | * | [6 empty] | 2 |  | 1 | 20 |  | 0 | 21 |  |  | * |  |  | None | *
4 | - IP-54719 | 16ga GA Jkt coil 60 | A | Sub-assembly | Active |  | 3 | 1 |  |  |  | Item | 1 | EA | 100 | 1 | 1 | Date |  |  | 2024-09-30 15:41 |  | * | [6 empty] | 1 |  | 1 | 0.064923 |  | 0.064923 | 17.0649 |  |  | * |  |  | None | *
5 | 45-GALV-0130 | STEEL,JKT,A60,12GA,60X120 | 0 | Purchased Item | Active |  | 100009 | 1 |  |  |  | Item | 0.025 | SFT | 100 | 1 | 0.025 | Date |  |  | 2024-10-15 09:58 |  | * |  |  | WIP_APU-1 |  |  |  | 0.025 |  | 1 | 15 |  | 0 | 16 |  |  | * |  |  | None | *
4 | 75-W-38-LOCK-P | Zinc Plated-Lock Washer-3/8" | 0 | Purchased Item | Active |  | 4 | 1 |  |  |  | Item | 1 | EA | 100 | 1 | 1 | Date |  |  | 2024-09-30 15:41 |  | * | [6 empty] | 1 |  | 1 | 20 |  | 0 | 21 |  |  | * |  |  | None | *
4 | 75-BH-381634-P | 3/8-16X3/4-HEX/BOLT-PLT-G5 | 0 | Purchased Item | Active |  | 5 | 1 |  |  |  | Item | 1 | EA | 100 | 1 | 1 | Date |  |  | 2024-09-30 15:41 |  | * | [6 empty] | 1 |  | 1 | 5 |  | 0 | 6 |  |  | * |  |  | None | *
4 | 75-W-38-FLAT-P | Zinc Plated-Flat Washer-3/8" | 0 | Purchased Item | Active |  | 6 | 1 |  |  |  | Item | 1 | EA | 100 | 1 | 1 | Date |  |  | 2024-09-30 15:41 |  | * | [6 empty] | 1 |  | 1 | 15 |  | 0 | 16 |  |  | * |  |  | None | *
2 | - MCYS06-SMA-66137 | FOAM DOOR SUB ASSY 9 | 0 | Sub-assembly | Active |  | 3 | 1 |  |  |  | Item | 1 | EA | 100 | 1 | 1 | Date |  |  | 2024-09-30 15:41 |  | * | [6 empty] | 1 |  | 1 | 0 |  | 2.9486 | 128 |  |  | * |  |  | None | *
3 | - MCYSC4-SMA-54729 | DOOR FOAM MAIN ASSY - 1309 - 25" x 72" - OR | A | Sub-assembly | Active |  | 1 | 1 |  |  |  | Item | 1 | EA | 100 | 1 | 1 | Date |  |  | 2024-09-30 15:41 |  | * | [6 empty] | 1 |  | 1 | 2.8837 |  | 2.9486 | 65.8837 |  |  | * |  |  | None | *
4 | - MCYSC4-SMA-54693 | BOOM FOAM EXTERNAL FRAME SUB ASSY | 0 | Sub-assembly | Active |  | 1 | 1 |  |  |  | Item | 1 | EA | 100 | 1 | 1 | Date |  |  | 2024-09-30 15:41 |  | * | [6 empty] | 1 |  | 1 | 0 |  | 0 | 53 |  |  | * |  |  | None | *
5 | - IP-54692 | 3'' EXT. AL. DOOR FRAME,B) GRAY COATED, DIE # 12005 | 0 | Sub-assembly | Active |  | 1 | 1 |  |  |  | Item | 2 | EA | 100 | 1 | 2 | Date |  |  | 2024-09-30 15:41 |  | * | [6 empty] | 2 |  | 1 | 0 |  | 0 | 52 |  |  | * |  |  | None | *
6 | 76-AD-12005G | 3" EXT.AL.DOOR FRAME,(B)GRAY COATED, DIE# 12005 | 0 | Purchased Item | Active |  | 1 | 1 |  |  |  | Item | 6.464 | FT | 100 | 1 | 12.928 | Date |  |  | 2024-09-30 15:41 |  | * | [6 empty] | 12.928 |  | 1 | 50 |  | 0 | 51 |  |  | * |  |  | None | *
5 | - IP-54691 | 3" EXT.AL.DOOR FRAME,(B)Gray Coated, Die# 12005 | 0 | Sub-assembly | Active |  | 2 | 1 |  |  |  | Item | 2 | EA | 100 | 1 | 2 | Date |  |  | 2024-09-30 15:41 |  | * | [6 empty] | 2 |  | 1 | 0 |  | 0 | 52 |  |  | * |  |  | None | *
6 | 76-AD-12005G | 3" EXT.AL.DOOR FRAME,(B)GRAY COATED, DIE# 12005 | 0 | Purchased Item | Active |  | 1 | 1 |  |  |  | Item | 2.547 | FT | 100 | 1 | 5.094 | Date |  |  | 2024-09-30 15:41 |  | * | [6 empty] | 5.094 |  | 1 | 50 |  | 0 | 51 |  |  | * |  |  | None | *
5 | 75-SCW-6201 | #6-20 X 1" SQUARE PAN HEAD SELF DRILLING SCREW 410 STAINLESS STEEL #2 POINT EPOXY PN 0176160 | 0 | Purchased Item | Active |  | 3 | 1 |  |  |  | Item | 8 | EA | 100 | 1 | 8 | Date |  |  | 2024-09-30 15:41 |  | * | [6 empty] | 8 |  | 1 | 20 |  | 0 | 21 |  |  | * |  |  | None | *
4 | - IP-54701 | Aluminum 5052,0.040GA Width 45.748" EXTERIOR: Clear Conductive Gloss Only, HEAVY EMBOSSED; INTERIOR: Epoxy primer | 0 | Sub-assembly | Active |  | 2 | 1 |  |  |  | Item | 1 | EA | 100 | 1 | 1 | Date |  |  | 2024-09-30 15:41 |  | * | [6 empty] | 1 |  | 1 | 0.024346 |  | 0.024346 | 17.0243 |  |  | * |  |  | None | *
5 | 46-PRPCAL040EG1 | ALUMINUM 5052,0.040GA WIDTH 45.748" EXTERIOR: CLEAR CONDUCTIVE GLOSS ONLY, HEAVY EMBOSSED; INTERIOR: EPOXY PRIMER | 0 | Purchased Item | Active |  | 1 | 1 |  |  |  | Item | 12.165 | SFT | 100 | 1 | 12.165 | Date |  |  | 2024-09-30 15:41 |  | * | [6 empty] | 12.165 |  | 1 | 15 |  | 0 | 16 |  |  | * |  |  | None | *
4 | - 7-PIN HANDLE OUT-SWING RIGHT | 7-PIN HANDLE OUT-SWING RIGHT - SUB ASSY | 0 | Phantom item | Active |  | 3 | 1 |  |  |  | Item | 1 | EA | 100 | 1 | 1 | Date |  |  | 2024-09-30 15:41 |  | * | [6 empty] | 1 |  | 1 | 0 |  | 0 | 62 |  |  | * |  |  | None
5 | 76-HAND-1819 | HANDLE DEFEATER | 0 | Purchased Item | Active |  | 2 | 1 |  |  |  | Item | 1 | EA | 100 | 1 | 1 | Date |  |  | 2024-09-30 15:41 |  | * | [6 empty] | 1 |  | 1 | 30 |  | 0 | 31 |  |  | * |  |  | None | *
5 | 76-HANDLE-0110 | Inside Door Handle - Red Hand Grip #265076-50 | 0 | Purchased Item | Active |  | 3 | 1 |  |  |  | Item | 1 | EA | 100 | 1 | 1 | Date |  |  | 2024-09-30 15:41 |  | * | [6 empty] | 1 |  | 1 | 60 |  | 0 | 61 |  |  | * |  |  | None | *
5 | 76-ROLLER-698 | LONG ROLLER CAM FOR .313 SHAFT, BLACK PLASTIC | 0 | Purchased Item | Active |  | 4 | 1 |  |  |  | Item | 1 | EA | 100 | 1 | 1 | Date |  |  | 2024-09-30 15:41 |  | * | [6 empty] | 1 |  | 1 | 40 |  | 0 | 41 |  |  | * |  |  | None | *
4 | - MCYSC4-SMA-54690 | HINGE SUB ASSY - FOAM DOOR | 0 | Sub-assembly | Active |  | 4 | 1 |  |  |  | Item | 4 | EA | 100 | 1 | 4 | Date |  |  | 2024-09-30 15:41 |  | * | [6 empty] | 4 |  | 1 | 0 |  | 0 | 32 |  |  | * |  |  | None | *
5 | 76-HING-AC0210 | Part of Assembly ALLEGIS HINGE #AC0210-T2 | 0 | Purchased Item | Active |  | 1 | 1 |  |  |  | Item | 1 | EA | 100 | 1 | 4 | Date |  |  | 2024-09-30 15:41 |  | * | [6 empty] | 4 |  | 1 | 30 |  | 0 | 31 |  |  | * |  |  | None | *
5 | 75-BPH-142012 | 1/4"-20 X 1/2", 410 STAINLESS STEEL THREAD-CUTTING SCREW, PHILLIPS HEAD # 98273A355 | 0 | Purchased Item | Active |  | 2 | 1 |  |  |  | Item | 6 | EA | 100 | 1 | 24 | Date |  |  | 2024-09-30 15:41 |  | * | [6 empty] | 24 |  | 1 | 25 |  | 0 | 26 |  |  | * |  |  | None | *
4 | - IP-54702 | Steel G90 20GA Width 44.488",EXTERIOR: Clear Conductive Gloss Only, INTERIOR:Epoxy | 0 | Sub-assembly | Active |  | 5 | 1 |  |  |  | Item | 1 | EA | 100 | 1 | 1 | Date |  |  | 2024-09-30 15:41 |  | * | [6 empty] | 1 |  | 1 | 0.024346 |  | 0.024346 | 22.0243 |  |  | * |  |  | None | *
5 | 46-PRPCG9020GO | STEEL G90 20GA WIDTH 44.488",EXTERIOR: CLEAR CONDUCTIVE GLOSS ONLY, INTERIOR:EPOXY | 0 | Purchased Item | Active |  | 1 | 1 |  |  |  | Item | 12.165 | SFT | 100 | 1 | 12.165 | Date |  |  | 2024-09-30 15:41 |  | * | [6 empty] | 12.165 |  | 1 | 20 |  | 0 | 21 |  |  | * |  |  | None | *
4 | - IP-54700 | R-max Polyisocyanurate Foam Board, 2.5lbs/ft3, GRF faced, 2.0” thick, 43 x 120” | 0 | Sub-assembly | Active |  | 6 | 1 |  |  |  | Item | 1 | EA | 100 | 1 | 1 | Date |  |  | 2024-09-30 15:41 |  | * | [6 empty] | 1 |  | 1 | 0 |  | 0 | 17 |  |  | * |  |  | None | *
5 | 35-INSU-RM24312 | R-MAX POLYISOCYANURATE FOAM BOARD, 2.5LBS/FT3, GRF FACED, 2.0” THICK, 43 X 120” | 0 | Purchased Item | Active |  | 1 | 1 |  |  |  | Item | 12.165 | SFT | 100 | 1 | 12.165 | Date |  |  | 2024-09-30 15:41 |  | * | [6 empty] | 12.165 |  | 1 | 15 |  | 0 | 16 |  |  | * |  |  | None | *
4 | - MCYSC4-SMA-54697 | MCYSC4-SMA-54697 | 0 | Sub-assembly | Active |  | 7 | 1 |  |  |  | Item | 3 | EA | 100 | 1 | 3 | Date |  |  | 2024-09-30 15:41 |  | * | [6 empty] | 3 |  | 1 | 0 |  | 0 | 62 |  |  | * |  |  | None | *
5 | 75-NH-3816BPS | 3/8"-16 Distorted-Thread Flange Hex Locknut, Grade G, Black-Phosphate Steel, Mcmaster# 90949A031 | 0 | Purchased Item | Active |  | 1 | 1 |  |  |  | Item | 3 | EA | 100 | 1 | 9 | Date |  |  | 2024-09-30 15:41 |  | * | [6 empty] | 9 |  | 1 | 5 |  | 0 | 6 |  |  | * |  |  | None | *
5 | 76-RCAM-0100 | ROLLER CAM VH 2321S07-R01 #2321S07-R01 | 0 | Purchased Item | Active |  | 4 | 1 |  |  |  | Item | 1 | EA | 100 | 1 | 3 | Date |  |  | 2024-09-30 15:41 |  | * | [6 empty] | 3 |  | 1 | 40 |  | 0 | 41 |  |  | * |  |  | None | *
5 | 76-DOOR-P0003 | TINNERMAN NUT | 0 | Purchased Item | Active |  | 5 | 1 |  |  |  | Item | 1 | EA | 100 | 1 | 3 | Date |  |  | 2024-09-30 15:41 |  | * | [6 empty] | 3 |  | 1 | 30 |  | 0 | 31 |  |  | * |  |  | None | *
5 | 76-HANDLE-0110 | Inside Door Handle - Red Hand Grip #265076-50 | 0 | Purchased Item | Active |  | 7 | 1 |  |  |  | Item | 1 | EA | 100 | 1 | 3 | Date |  |  | 2024-09-30 15:41 |  | * | [6 empty] | 3 |  | 1 | 60 |  | 0 | 61 |  |  | * |  |  | None | *
5 | 76-ARM-2650 | Klimaflex Interlink Arm Allegis P/N 265079-10 | 0 | Purchased Item | Active |  | 9 | 1 |  |  |  | Item | 1 | EA | 100 | 1 | 3 | Date |  |  | 2024-09-30 15:41 |  | * | [6 empty] | 3 |  | 1 | 30 |  | 0 | 31 |  |  | * |  |  | None | *
5 | 76-HOUSING-S75 | KLIMAFLEX LATCH HOUSING 8MM SHAFT FOR 3"DOOR THICKNESS PN 265078-S75 | 0 | Finished Good - Buy | Active |  | 10 | 1 |  |  |  | Item | 1 | EA | 100 | 1 | 3 | Date |  |  | 2024-09-30 15:41 |  | * | [6 empty] | 3 |  | 1 | 40 |  | 0 | 41 |  |  | * |  |  | None | *
5 | 76-HANDLE-0100 | HANDLE STANDARD OUTSWING | 0 | Purchased Item | Active |  | 11 | 1 |  |  |  | Item | 1 | EA | 100 | 1 | 3 | Date |  |  | 2024-09-30 15:41 |  | * | [6 empty] | 3 |  | 1 | 60 |  | 0 | 61 |  |  | * |  |  | None | *
4 | - MCYSC4-SMA-54696 | BOOM FOAM INTERNAL FRAME SUB ASSY | 0 | Sub-assembly | Active |  | 8 | 1 |  |  |  | Item | 1 | EA | 100 | 1 | 1 | Date |  |  | 2024-09-30 15:41 |  | * | [6 empty] | 1 |  | 1 | 0 |  | 0 | 53 |  |  | * |  |  | None | *
5 | - IP-54694 | 3" AL.DOOR FRAME,(A)Gray Coated, Die# 12003 | 0 | Sub-assembly | Active |  | 1 | 1 |  |  |  | Item | 2 | EA | 100 | 1 | 2 | Date |  |  | 2024-09-30 15:41 |  | * | [6 empty] | 2 |  | 1 | 0 |  | 0 | 52 |  |  | * |  |  | None | *
6 | 76-AD-12003G | 3" AL.DOOR FRAME,(A)GRAY COATED, DIE# 12003 | 0 | Purchased Item | Active |  | 1 | 1 |  |  |  | Item | 2.307 | FT | 100 | 1 | 4.614 | Date |  |  | 2024-09-30 15:41 |  | * | [6 empty] | 4.614 |  | 1 | 50 |  | 0 | 51 |  |  | * |  |  | None | *
5 | - IP-54695 | 3" AL.DOOR FRAME,(A)Gray Coated, Die# 12003 | 0 | Sub-assembly | Active |  | 2 | 1 |  |  |  | Item | 2 | EA | 100 | 1 | 2 | Date |  |  | 2024-09-30 15:41 |  | * | [6 empty] | 2 |  | 1 | 0 |  | 0 | 52 |  |  | * |  |  | None | *
6 | 76-AD-12003G | 3" AL.DOOR FRAME,(A)GRAY COATED, DIE# 12003 | 0 | Purchased Item | Active |  | 1 | 1 |  |  |  | Item | 6.224 | FT | 100 | 1 | 12.448 | Date |  |  | 2024-09-30 15:41 |  | * | [6 empty] | 12.448 |  | 1 | 50 |  | 0 | 51 |  |  | * |  |  | None | *
5 | 75-SCW-6201 | #6-20 X 1" SQUARE PAN HEAD SELF DRILLING SCREW 410 STAINLESS STEEL #2 POINT EPOXY PN 0176160 | 0 | Purchased Item | Active |  | 3 | 1 |  |  |  | Item | 8 | EA | 100 | 1 | 8 | Date |  |  | 2024-09-30 15:41 |  | * | [6 empty] | 8 |  | 1 | 20 |  | 0 | 21 |  |  | * |  |  | None | *
4 | - IP-60453 | 0.063 AL Solid coil 60 | A | Sub-assembly | Active |  | 9 | 1 |  |  |  | Item | 1 | EA | 100 | 1 | 1 | Date |  |  | 2024-09-30 15:41 |  | * | [6 empty] | 1 |  | 1 | 0.064923 |  | 0.064923 | 17.0649 |  |  | * |  |  | None | *
5 | 45-A03C063-60 | ALUMINUM,3003,.063",60" COIL | 0 | Purchased Item | Active |  | 1 | 1 |  |  |  | Item | 0.032 | SFT | 100 | 1 | 0.032 | Date |  |  | 2024-09-30 15:41 |  | * | [6 empty] | 0.032 |  | 1 | 15 |  | 0 | 16 |  |  | * |  |  | None | *
4 | 75-SCWH-14-34 | 1/4-14x3/4" SELF DRILL HEX S.H.W PL | 0 | Purchased Item | Active |  | 10 | 1 |  |  |  | Item | 2 | EA | 100 | 1 | 2 | Date |  |  | 2024-09-30 15:41 |  | * | [6 empty] | 2 |  | 1 | 20 |  | 0 | 21 |  |  | * |  |  | None | *
4 | - MCYS06-SVA-66271 | SUB ASSY VIRTUAL PARTS DOORS | 0 | Phantom item | Active |  | 11 | 1 |  |  |  | Item | 1 | EA | 100 | 1 | 1 | Date |  |  | 2024-09-30 15:41 |  | * | [6 empty] | 1 |  | 1 | 0 |  | 0 | 32 |  |  | * |  |  | None
5 | 85-ADH-3M-740G2 | 3M HYBRID SEALANT 740 (GRAY), 290ML. CASTRIDGE | 0 | Purchased Item | Active |  | 1 | 1 |  |  |  | Item | 1 | EA | 100 | 1 | 1 | Date |  |  | 2024-09-30 15:41 |  | * | [6 empty] | 1 |  | 1 | 30 |  | 0 | 31 |  |  | * |  |  | None | *
5 | 85-GASK-B273BT | SQUARE GASKET 0.5" X 0.38" WATER TIGHT RUBBER SEAL TRIM-LOK P/N: B273BT SINGLE | 0 | Purchased Item | Active |  | 2 | 1 |  |  |  | Item | 35 | FT | 100 | 1 | 35 | Date |  |  | 2024-09-30 15:41 |  | * | [6 empty] | 35 |  | 1 | 5 |  | 0 | 6 |  |  | * |  |  | None | *
5 | 85-ADH-3M-550G | 3M POLYURETHANE ADHESIVE SEALANT 550 FAST CURE GRAY, 10.5 OZ CASTRIDGE | 0 | Purchased Item | Active |  | 3 | 1 |  |  |  | Item | 1 | EA | 100 | 1 | 1 | Date |  |  | 2024-09-30 15:41 |  | * | [6 empty] | 1 |  | 1 | 30 |  | 0 | 31 |  |  | * |  |  | None | *
3 | - MCYS06-SMA-66226 | LABELS DOOR 9 - SUB ASSY | 0 | Sub-assembly | Active |  | 2 | 1 |  |  |  | Item | 1 | EA | 100 | 1 | 1 | Date |  |  | 2024-09-30 15:41 |  | * | [6 empty] | 1 |  | 1 | 0 |  | 0 | 127 |  |  | * |  |  | None | *
4 | 75-BR-146325A | 1/4" DIAMETER, 0.0630"-0.25" MATERIAL THICKNESS, ALUMINUM BLIND RIVET WITH ALUMINUM MANDREL MCMASTER# 97447A651 | 0 | Purchased Item | Active |  | 1 | 1 |  |  |  | Item | 2 | EA | 100 | 1 | 2 | Date |  |  | 2024-09-30 15:41 |  | * | [6 empty] | 2 |  | 1 | 125 |  | 0 | 126 |  |  | * |  |  | None | *
4 | - IP-57844 | ROWMARK ULTRA-MATTES BLACK/WHITE 1/8" ENGRAVING PLASTIC # 342402 | 0 | Sub-assembly | Active |  | 3 | 1 |  |  |  | Item | 1 | EA | 100 | 1 | 1 | Date |  |  | 2024-09-30 15:41 |  | * | [6 empty] | 1 |  | 1 | 0 |  | 0 | 7 |  |  | * |  |  | None | *
5 | 10-HOAL-SS0112 | ROWMARK ULTRA-MATTES BLACK/WHITE 1/8" ENGRAVING PLASTIC # 342402 | 0 | Purchased Item | Active |  | 1 | 1 |  |  |  | Item | 0.1125 | SFT | 100 | 1 | 0.1125 | Date |  |  | 2024-09-30 15:41 |  | * | [6 empty] | 0.1125 |  | 1 | 5 |  | 0 | 6 |  |  | * |  |  | None | *
4 | - IP-57851 | ROWMARK ULTRA-MATTES BLACK/WHITE 1/8" ENGRAVING PLASTIC # 342402 | 0 | Sub-assembly | Active |  | 4 | 1 |  |  |  | Item | 1 | EA | 100 | 1 | 1 | Date |  |  | 2024-09-30 15:41 |  | * | [6 empty] | 1 |  | 1 | 0 |  | 0 | 7 |  |  | * |  |  | None | *
5 | 10-HOAL-SS0112 | ROWMARK ULTRA-MATTES BLACK/WHITE 1/8" ENGRAVING PLASTIC # 342402 | 0 | Purchased Item | Active |  | 1 | 1 |  |  |  | Item | 0.1125 | SFT | 100 | 1 | 0.1125 | Date |  |  | 2024-09-30 15:41 |  | * | [6 empty] | 0.1125 |  | 1 | 5 |  | 0 | 6 |  |  | * |  |  | None | *
4 | 10017317P1 | LABEL WARNING DOOR UNDER PRESS | 0 | Purchased Item | Active |  | 5 | 1 |  |  |  | Item | 1 | EA | 100 | 1 | 1 | Date |  |  | 2024-10-12 |  | * | [6 empty] | 1 |  | 1 | 35 |  | 0 | 36 |  |  | * |  |  | None | *
3 | - IP-59294 | 16ga GA Brt coil 60 | L | Sub-assembly | Active |  | 3 | 1 |  |  |  | Item | 2 | EA | 100 | 1 | 2 | Date |  |  | 2024-09-30 15:41 |  | * | [6 empty] | 2 |  | 1 | 0.064923 |  | 0.064923 | 17.0649 |  |  | * |  |  | None | *
4 | 45-GALC-0275 | STEEL,GALV,G90,16 GA,60" COIL | 0 | Purchased Item | Active |  | 1 | 1 |  |  |  | Item | 0.98171 | SFT | 100 | 1 | 1.9634 | Date |  |  | 2024-09-30 15:41 |  | * | [6 empty] | 1.9634 |  | 1 | 15 |  | 0 | 16 |  |  | * |  |  | None | *
4 | IP-59294_DOC | 16ga GA Brt coil 60 | 0 | Reference Item - Document Management | Active |  | 8 | 1 |  |  |  | Item | 1 | EA | 100 | 1 | 2 | Date |  |  | 2024-09-30 15:41 |  | * | [6 empty] | 2 |  | 1 |  |  | 0 | 0 | [5 empty] | None
3 | - MCYS06-SMA-66155 | DOOR 9 - INSTALLATION HARDWARE | 0 | Sub-assembly | Active |  | 4 | 1 |  |  |  | Item | 1 | EA | 100 | 1 | 1 | Date |  |  | 2024-09-30 15:41 |  | * | [6 empty] | 1 |  | 1 | 0 |  | 0 | 42 |  |  | * |  |  | None | *
4 | 75-SCWR-818-34 | SELF DRILLING SCREW 8-18, 3/4" LENGTH, ZINC PLATED PAN HEAD PHILLIPS, PART NO. 94060A197 | 0 | Purchased Item | Active |  | 1 | 1 |  |  |  | Item | 24 | EA | 100 | 1 | 24 | Date |  |  | 2024-09-30 15:41 |  | * | [6 empty] | 24 |  | 1 | 40 |  | 0 | 41 |  |  | * |  |  | None | *
4 | 75-SCWH-14-114 | 1/4-14x1 1/4" SELF DRILL S.H.W PL | 0 | Purchased Item | Active |  | 2 | 1 |  |  |  | Item | 33 | EA | 100 | 1 | 33 | Date |  |  | 2024-09-30 15:41 |  | * | [6 empty] | 33 |  | 1 | 20 |  | 0 | 21 |  |  | * |  |  | None | *
3 | - IP-59293 | 16ga GA Brt coil 60 | L | Sub-assembly | Active |  | 5 | 1 |  |  |  | Item | 2 | EA | 100 | 1 | 2 | Date |  |  | 2024-09-30 15:41 |  | * | [6 empty] | 2 |  | 1 | 0.064923 |  | 0.064923 | 41.0649 |  |  | * |  |  | None | *
4 | 45-GALC-0275 | STEEL,GALV,G90,16 GA,60" COIL | 0 | Purchased Item | Active |  | 1 | 1 |  |  |  | Item | 2.4518 | SFT | 100 | 1 | 4.9036 | Date |  |  | 2024-09-30 15:41 |  | * | [6 empty] | 4.9036 |  | 1 | 15 |  | 0 | 16 |  |  | * |  |  | None | *
4 | IP-59293_DOC | 16ga GA Brt coil 60 | 0 | Reference Item - Document Management | Active |  | 7 | 1 |  |  |  | Item | 1 | EA | 100 | 1 | 2 | Date |  |  | 2024-09-30 15:41 |  | * | [6 empty] | 2 |  | 1 | 40 |  | 0 | 40 | [5 empty] | None
3 | - MCYSC4-SMA-54725 | DOOR STOP - RIGHT JKT 1 | 0 | Sub-assembly | Active |  | 6 | 1 |  |  |  | Item | 1 | EA | 100 | 1 | 1 | Date |  |  | 2024-09-30 15:41 |  | * | [6 empty] | 1 |  | 1 | 0 |  | 0.064923 | 22 |  |  | * |  |  | None | *
4 | 75-RB-11438 | RUBBER BUMPER, RED, 1-1/4" DIA. X 1-1/4” HGT., 3/8"-16 THREADED HOLE, SHORE 85A, MCMASTER 9546K51 | 0 | Purchased Item | Active |  | 1 | 1 |  |  |  | Item | 1 | EA | 100 | 1 | 1 | Date |  |  | 2024-09-30 15:41 |  | * | [6 empty] | 1 |  | 1 | 5 |  | 0 | 6 |  |  | * |  |  | None | *
4 | 75-SCWH-14-114 | 1/4-14x1 1/4" SELF DRILL S.H.W PL | 0 | Purchased Item | Active |  | 2 | 1 |  |  |  | Item | 2 | EA | 100 | 1 | 2 | Date |  |  | 2024-09-30 15:41 |  | * | [6 empty] | 2 |  | 1 | 20 |  | 0 | 21 |  |  | * |  |  | None | *
4 | - IP-54721 | 16ga GA Jkt coil 60 | A | Sub-assembly | Active |  | 3 | 1 |  |  |  | Item | 1 | EA | 100 | 1 | 1 | Date |  |  | 2024-09-30 15:41 |  | * | [6 empty] | 1 |  | 1 | 0.064923 |  | 0.064923 | 17.0649 |  |  | * |  |  | None | *
5 | 45-GALV-0130 | STEEL,JKT,A60,12GA,60X120 | 0 | Purchased Item | Active |  | 100009 | 1 |  |  |  | Item | 0.25 | SFT | 100 | 1 | 0.25 | Date |  |  | 2024-10-15 09:59 |  | * |  |  | WIP_APU-1 |  |  |  | 0.25 |  | 1 | 15 |  | 0 | 16 |  |  | * |  |  | None | *
4 | 75-W-38-LOCK-P | Zinc Plated-Lock Washer-3/8" | 0 | Purchased Item | Active |  | 4 | 1 |  |  |  | Item | 1 | EA | 100 | 1 | 1 | Date |  |  | 2024-09-30 15:41 |  | * | [6 empty] | 1 |  | 1 | 20 |  | 0 | 21 |  |  | * |  |  | None | *
4 | 75-BH-381634-P | 3/8-16X3/4-HEX/BOLT-PLT-G5 | 0 | Purchased Item | Active |  | 5 | 1 |  |  |  | Item | 1 | EA | 100 | 1 | 1 | Date |  |  | 2024-09-30 15:41 |  | * | [6 empty] | 1 |  | 1 | 5 |  | 0 | 6 |  |  | * |  |  | None | *
4 | 75-W-38-FLAT-P | Zinc Plated-Flat Washer-3/8" | 0 | Purchased Item | Active |  | 6 | 1 |  |  |  | Item | 1 | EA | 100 | 1 | 1 | Date |  |  | 2024-09-30 15:41 |  | * | [6 empty] | 1 |  | 1 | 15 |  | 0 | 16 |  |  | * |  |  | None | *
3 | - IP-57641 | C-RG-61, MATERIAL: 16 GA JKT | A | Sub-assembly | Active |  | 7 | 1 |  |  |  | Item | 1 | EA | 100 | 1 | 1 | Date |  |  | 2024-09-30 15:41 |  | * | [6 empty] | 1 |  | 1 | 0.064923 |  | 0.064923 | 17.0649 |  |  | * |  |  | None | *
4 | 45-GALC-0225 | STEEL,JKT,A60,16 GA,60" COIL | 0 | Purchased Item | Active |  | 1 | 1 |  |  |  | Item | 0.822 | SFT | 100 | 1 | 0.822 | Date |  |  | 2024-09-30 15:41 |  | * | [6 empty] | 0.822 |  | 1 | 15 |  | 0 | 16 |  |  | * |  |  | None | *
2 | - MCYS06-SMA-66138 | FOAM DOOR SUB ASSY 10 | 0 | Sub-assembly | Active |  | 4 | 1 |  |  |  | Item | 1 | EA | 100 | 1 | 1 | Date |  |  | 2024-09-30 15:41 |  | * | [6 empty] | 1 |  | 1 | 0 |  | 2.9486 | 128 |  |  | * |  |  | None | *
3 | - IP-60379 | 16ga SS 304L Solid coil 60 | L | Sub-assembly | Active |  | 1 | 1 |  |  |  | Item | 2 | EA | 100 | 1 | 2 | Date |  |  | 2024-09-30 15:41 |  | * | [6 empty] | 2 |  | 1 | 0.064923 |  | 0.064923 | 12.0649 |  |  | * |  |  | None | *
4 | 45-304L-C0110 | STEEL,304-L S/S,16 GA,60" COIL | 0 | Purchased Item | Active |  | 1 | 1 |  |  |  | Item | 2.4518 | SFT | 100 | 1 | 4.9036 | Date |  |  | 2024-09-30 15:41 |  | * | [6 empty] | 4.9036 |  | 1 | 10 |  | 0 | 11 |  |  | * |  |  | None | *
4 | IP-60379_DOC | 16ga SS 304L Solid coil 60 | 0 | Reference Item - Document Management | Active |  | 26 | 1 |  |  |  | Item | 1 | EA | 100 | 1 | 2 | Date |  |  | 2024-09-30 15:41 |  | * | [6 empty] | 2 |  | 1 | 5 |  | 0 | 5 | [5 empty] | None
3 | - IP-60378 | 16ga SS 304L Solid coil 60 | L | Sub-assembly | Active |  | 2 | 1 |  |  |  | Item | 2 | EA | 100 | 1 | 2 | Date |  |  | 2024-09-30 15:41 |  | * | [6 empty] | 2 |  | 1 | 0.064923 |  | 0.064923 | 51.0649 |  |  | * |  |  | None | *
4 | 45-304L-C0110 | STEEL,304-L S/S,16 GA,60" COIL | 0 | Purchased Item | Active |  | 1 | 1 |  |  |  | Item | 0.98171 | SFT | 100 | 1 | 1.9634 | Date |  |  | 2024-09-30 15:41 |  | * | [6 empty] | 1.9634 |  | 1 | 10 |  | 0 | 11 |  |  | * |  |  | None | *
4 | IP-60378_DOC | 16ga SS 304L Solid coil 60 | 0 | Reference Item - Document Management | Active |  | 25 | 1 |  |  |  | Item | 1 | EA | 100 | 1 | 2 | Date |  |  | 2024-09-30 15:41 |  | * | [6 empty] | 2 |  | 1 | 50 |  | 0 | 50 | [5 empty] | None
3 | - MCYS06-SMA-66156 | DOOR 10 - INSTALLATION HARDWARE | 0 | Sub-assembly | Active |  | 3 | 1 |  |  |  | Item | 1 | EA | 100 | 1 | 1 | Date |  |  | 2024-09-30 15:41 |  | * | [6 empty] | 1 |  | 1 | 0 |  | 0 | 22 |  |  | * |  |  | None | *
4 | 75-SCWH-14-114 | 1/4-14x1 1/4" SELF DRILL S.H.W PL | 0 | Purchased Item | Active |  | 1 | 1 |  |  |  | Item | 33 | EA | 100 | 1 | 33 | Date |  |  | 2024-09-30 15:41 |  | * | [6 empty] | 33 |  | 1 | 20 |  | 0 | 21 |  |  | * |  |  | None | *
4 | 75-SCWR-818-34S | SELF DRILLING SCREW 8-18,3/4" LENGTH, 410 STAINLESS STEEL PAN HEAD PHILLIPS, PART NO. 0128165 | 0 | Purchased Item | Active |  | 2 | 1 |  |  |  | Item | 24 | EA | 100 | 1 | 24 | Date |  |  | 2024-09-30 15:41 |  | * | [6 empty] | 24 |  | 1 | 20 |  | 0 | 21 |  |  | * |  |  | None | *
3 | - MCYSC4-SMA-54730 | DOOR FOAM MAIN ASSY - 1321 - 25" x 72" - OR | A | Sub-assembly | Active |  | 4 | 1 |  |  |  | Item | 1 | EA | 100 | 1 | 1 | Date |  |  | 2024-09-30 15:41 |  | * | [6 empty] | 1 |  | 1 | 2.8837 |  | 2.9486 | 65.8837 |  |  | * |  |  | None | *
4 | - MCYSC4-SMA-54693 | BOOM FOAM EXTERNAL FRAME SUB ASSY | 0 | Sub-assembly | Active |  | 1 | 1 |  |  |  | Item | 1 | EA | 100 | 1 | 1 | Date |  |  | 2024-09-30 15:41 |  | * | [6 empty] | 1 |  | 1 | 0 |  | 0 | 53 |  |  | * |  |  | None | *
5 | - IP-54692 | 3'' EXT. AL. DOOR FRAME,B) GRAY COATED, DIE # 12005 | 0 | Sub-assembly | Active |  | 1 | 1 |  |  |  | Item | 2 | EA | 100 | 1 | 2 | Date |  |  | 2024-09-30 15:41 |  | * | [6 empty] | 2 |  | 1 | 0 |  | 0 | 52 |  |  | * |  |  | None | *
6 | 76-AD-12005G | 3" EXT.AL.DOOR FRAME,(B)GRAY COATED, DIE# 12005 | 0 | Purchased Item | Active |  | 1 | 1 |  |  |  | Item | 6.464 | FT | 100 | 1 | 12.928 | Date |  |  | 2024-09-30 15:41 |  | * | [6 empty] | 12.928 |  | 1 | 50 |  | 0 | 51 |  |  | * |  |  | None | *
5 | - IP-54691 | 3" EXT.AL.DOOR FRAME,(B)Gray Coated, Die# 12005 | 0 | Sub-assembly | Active |  | 2 | 1 |  |  |  | Item | 2 | EA | 100 | 1 | 2 | Date |  |  | 2024-09-30 15:41 |  | * | [6 empty] | 2 |  | 1 | 0 |  | 0 | 52 |  |  | * |  |  | None | *
6 | 76-AD-12005G | 3" EXT.AL.DOOR FRAME,(B)GRAY COATED, DIE# 12005 | 0 | Purchased Item | Active |  | 1 | 1 |  |  |  | Item | 2.547 | FT | 100 | 1 | 5.094 | Date |  |  | 2024-09-30 15:41 |  | * | [6 empty] | 5.094 |  | 1 | 50 |  | 0 | 51 |  |  | * |  |  | None | *
5 | 75-SCW-6201 | #6-20 X 1" SQUARE PAN HEAD SELF DRILLING SCREW 410 STAINLESS STEEL #2 POINT EPOXY PN 0176160 | 0 | Purchased Item | Active |  | 3 | 1 |  |  |  | Item | 8 | EA | 100 | 1 | 8 | Date |  |  | 2024-09-30 15:41 |  | * | [6 empty] | 8 |  | 1 | 20 |  | 0 | 21 |  |  | * |  |  | None | *
4 | - IP-54701 | Aluminum 5052,0.040GA Width 45.748" EXTERIOR: Clear Conductive Gloss Only, HEAVY EMBOSSED; INTERIOR: Epoxy primer | 0 | Sub-assembly | Active |  | 2 | 1 |  |  |  | Item | 1 | EA | 100 | 1 | 1 | Date |  |  | 2024-09-30 15:41 |  | * | [6 empty] | 1 |  | 1 | 0.024346 |  | 0.024346 | 17.0243 |  |  | * |  |  | None | *
5 | 46-PRPCAL040EG1 | ALUMINUM 5052,0.040GA WIDTH 45.748" EXTERIOR: CLEAR CONDUCTIVE GLOSS ONLY, HEAVY EMBOSSED; INTERIOR: EPOXY PRIMER | 0 | Purchased Item | Active |  | 1 | 1 |  |  |  | Item | 12.165 | SFT | 100 | 1 | 12.165 | Date |  |  | 2024-09-30 15:41 |  | * | [6 empty] | 12.165 |  | 1 | 15 |  | 0 | 16 |  |  | * |  |  | None | *
4 | - IP-54707 | STEEL,304-L S/S,20 GA,60" COIL | 0 | Sub-assembly | Active |  | 3 | 1 |  |  |  | Item | 1 | EA | 100 | 1 | 1 | Date |  |  | 2024-09-30 15:41 |  | * | [6 empty] | 1 |  | 1 | 0 |  | 0 | 17 |  |  | * |  |  | None | *
5 | 45-304L-C0150 | STEEL,304-L S/S,20 GA,60" COIL | 0 | Purchased Item | Active |  | 1 | 1 |  |  |  | Item | 12.165 | SFT | 100 | 1 | 12.165 | Date |  |  | 2024-09-30 15:41 |  | * | [6 empty] | 12.165 |  | 1 | 15 |  | 0 | 16 |  |  | * |  |  | None | *
4 | - 7-PIN HANDLE OUT-SWING RIGHT | 7-PIN HANDLE OUT-SWING RIGHT - SUB ASSY | 0 | Phantom item | Active |  | 4 | 1 |  |  |  | Item | 1 | EA | 100 | 1 | 1 | Date |  |  | 2024-09-30 15:41 |  | * | [6 empty] | 1 |  | 1 | 0 |  | 0 | 62 |  |  | * |  |  | None
5 | 76-HAND-1819 | HANDLE DEFEATER | 0 | Purchased Item | Active |  | 2 | 1 |  |  |  | Item | 1 | EA | 100 | 1 | 1 | Date |  |  | 2024-09-30 15:41 |  | * | [6 empty] | 1 |  | 1 | 30 |  | 0 | 31 |  |  | * |  |  | None | *
5 | 76-HANDLE-0110 | Inside Door Handle - Red Hand Grip #265076-50 | 0 | Purchased Item | Active |  | 3 | 1 |  |  |  | Item | 1 | EA | 100 | 1 | 1 | Date |  |  | 2024-09-30 15:41 |  | * | [6 empty] | 1 |  | 1 | 60 |  | 0 | 61 |  |  | * |  |  | None | *
5 | 76-ROLLER-698 | LONG ROLLER CAM FOR .313 SHAFT, BLACK PLASTIC | 0 | Purchased Item | Active |  | 4 | 1 |  |  |  | Item | 1 | EA | 100 | 1 | 1 | Date |  |  | 2024-09-30 15:41 |  | * | [6 empty] | 1 |  | 1 | 40 |  | 0 | 41 |  |  | * |  |  | None | *
4 | - MCYSC4-SMA-54690 | HINGE SUB ASSY - FOAM DOOR | 0 | Sub-assembly | Active |  | 5 | 1 |  |  |  | Item | 4 | EA | 100 | 1 | 4 | Date |  |  | 2024-09-30 15:41 |  | * | [6 empty] | 4 |  | 1 | 0 |  | 0 | 32 |  |  | * |  |  | None | *
5 | 76-HING-AC0210 | Part of Assembly ALLEGIS HINGE #AC0210-T2 | 0 | Purchased Item | Active |  | 1 | 1 |  |  |  | Item | 1 | EA | 100 | 1 | 4 | Date |  |  | 2024-09-30 15:41 |  | * | [6 empty] | 4 |  | 1 | 30 |  | 0 | 31 |  |  | * |  |  | None | *
5 | 75-BPH-142012 | 1/4"-20 X 1/2", 410 STAINLESS STEEL THREAD-CUTTING SCREW, PHILLIPS HEAD # 98273A355 | 0 | Purchased Item | Active |  | 2 | 1 |  |  |  | Item | 6 | EA | 100 | 1 | 24 | Date |  |  | 2024-09-30 15:41 |  | * | [6 empty] | 24 |  | 1 | 25 |  | 0 | 26 |  |  | * |  |  | None | *
4 | - IP-54700 | R-max Polyisocyanurate Foam Board, 2.5lbs/ft3, GRF faced, 2.0” thick, 43 x 120” | 0 | Sub-assembly | Active |  | 6 | 1 |  |  |  | Item | 1 | EA | 100 | 1 | 1 | Date |  |  | 2024-09-30 15:41 |  | * | [6 empty] | 1 |  | 1 | 0 |  | 0 | 17 |  |  | * |  |  | None | *
5 | 35-INSU-RM24312 | R-MAX POLYISOCYANURATE FOAM BOARD, 2.5LBS/FT3, GRF FACED, 2.0” THICK, 43 X 120” | 0 | Purchased Item | Active |  | 1 | 1 |  |  |  | Item | 12.165 | SFT | 100 | 1 | 12.165 | Date |  |  | 2024-09-30 15:41 |  | * | [6 empty] | 12.165 |  | 1 | 15 |  | 0 | 16 |  |  | * |  |  | None | *
4 | - MCYSC4-SMA-54697 | MCYSC4-SMA-54697 | 0 | Sub-assembly | Active |  | 7 | 1 |  |  |  | Item | 3 | EA | 100 | 1 | 3 | Date |  |  | 2024-09-30 15:41 |  | * | [6 empty] | 3 |  | 1 | 0 |  | 0 | 62 |  |  | * |  |  | None | *
5 | 75-NH-3816BPS | 3/8"-16 Distorted-Thread Flange Hex Locknut, Grade G, Black-Phosphate Steel, Mcmaster# 90949A031 | 0 | Purchased Item | Active |  | 1 | 1 |  |  |  | Item | 3 | EA | 100 | 1 | 9 | Date |  |  | 2024-09-30 15:41 |  | * | [6 empty] | 9 |  | 1 | 5 |  | 0 | 6 |  |  | * |  |  | None | *
5 | 76-RCAM-0100 | ROLLER CAM VH 2321S07-R01 #2321S07-R01 | 0 | Purchased Item | Active |  | 4 | 1 |  |  |  | Item | 1 | EA | 100 | 1 | 3 | Date |  |  | 2024-09-30 15:41 |  | * | [6 empty] | 3 |  | 1 | 40 |  | 0 | 41 |  |  | * |  |  | None | *
5 | 76-DOOR-P0003 | TINNERMAN NUT | 0 | Purchased Item | Active |  | 5 | 1 |  |  |  | Item | 1 | EA | 100 | 1 | 3 | Date |  |  | 2024-09-30 15:41 |  | * | [6 empty] | 3 |  | 1 | 30 |  | 0 | 31 |  |  | * |  |  | None | *
5 | 76-HANDLE-0110 | Inside Door Handle - Red Hand Grip #265076-50 | 0 | Purchased Item | Active |  | 7 | 1 |  |  |  | Item | 1 | EA | 100 | 1 | 3 | Date |  |  | 2024-09-30 15:41 |  | * | [6 empty] | 3 |  | 1 | 60 |  | 0 | 61 |  |  | * |  |  | None | *
5 | 76-ARM-2650 | Klimaflex Interlink Arm Allegis P/N 265079-10 | 0 | Purchased Item | Active |  | 9 | 1 |  |  |  | Item | 1 | EA | 100 | 1 | 3 | Date |  |  | 2024-09-30 15:41 |  | * | [6 empty] | 3 |  | 1 | 30 |  | 0 | 31 |  |  | * |  |  | None | *
5 | 76-HOUSING-S75 | KLIMAFLEX LATCH HOUSING 8MM SHAFT FOR 3"DOOR THICKNESS PN 265078-S75 | 0 | Finished Good - Buy | Active |  | 10 | 1 |  |  |  | Item | 1 | EA | 100 | 1 | 3 | Date |  |  | 2024-09-30 15:41 |  | * | [6 empty] | 3 |  | 1 | 40 |  | 0 | 41 |  |  | * |  |  | None | *
5 | 76-HANDLE-0100 | HANDLE STANDARD OUTSWING | 0 | Purchased Item | Active |  | 11 | 1 |  |  |  | Item | 1 | EA | 100 | 1 | 3 | Date |  |  | 2024-09-30 15:41 |  | * | [6 empty] | 3 |  | 1 | 60 |  | 0 | 61 |  |  | * |  |  | None | *
4 | - MCYSC4-SMA-54696 | BOOM FOAM INTERNAL FRAME SUB ASSY | 0 | Sub-assembly | Active |  | 8 | 1 |  |  |  | Item | 1 | EA | 100 | 1 | 1 | Date |  |  | 2024-09-30 15:41 |  | * | [6 empty] | 1 |  | 1 | 0 |  | 0 | 53 |  |  | * |  |  | None | *
5 | - IP-54694 | 3" AL.DOOR FRAME,(A)Gray Coated, Die# 12003 | 0 | Sub-assembly | Active |  | 1 | 1 |  |  |  | Item | 2 | EA | 100 | 1 | 2 | Date |  |  | 2024-09-30 15:41 |  | * | [6 empty] | 2 |  | 1 | 0 |  | 0 | 52 |  |  | * |  |  | None | *
6 | 76-AD-12003G | 3" AL.DOOR FRAME,(A)GRAY COATED, DIE# 12003 | 0 | Purchased Item | Active |  | 1 | 1 |  |  |  | Item | 2.307 | FT | 100 | 1 | 4.614 | Date |  |  | 2024-09-30 15:41 |  | * | [6 empty] | 4.614 |  | 1 | 50 |  | 0 | 51 |  |  | * |  |  | None | *
5 | - IP-54695 | 3" AL.DOOR FRAME,(A)Gray Coated, Die# 12003 | 0 | Sub-assembly | Active |  | 2 | 1 |  |  |  | Item | 2 | EA | 100 | 1 | 2 | Date |  |  | 2024-09-30 15:41 |  | * | [6 empty] | 2 |  | 1 | 0 |  | 0 | 52 |  |  | * |  |  | None | *
6 | 76-AD-12003G | 3" AL.DOOR FRAME,(A)GRAY COATED, DIE# 12003 | 0 | Purchased Item | Active |  | 1 | 1 |  |  |  | Item | 6.224 | FT | 100 | 1 | 12.448 | Date |  |  | 2024-09-30 15:41 |  | * | [6 empty] | 12.448 |  | 1 | 50 |  | 0 | 51 |  |  | * |  |  | None | *
5 | 75-SCW-6201 | #6-20 X 1" SQUARE PAN HEAD SELF DRILLING SCREW 410 STAINLESS STEEL #2 POINT EPOXY PN 0176160 | 0 | Purchased Item | Active |  | 3 | 1 |  |  |  | Item | 8 | EA | 100 | 1 | 8 | Date |  |  | 2024-09-30 15:41 |  | * | [6 empty] | 8 |  | 1 | 20 |  | 0 | 21 |  |  | * |  |  | None | *
4 | - IP-60453 | 0.063 AL Solid coil 60 | A | Sub-assembly | Active |  | 9 | 1 |  |  |  | Item | 1 | EA | 100 | 1 | 1 | Date |  |  | 2024-09-30 15:41 |  | * | [6 empty] | 1 |  | 1 | 0.064923 |  | 0.064923 | 17.0649 |  |  | * |  |  | None | *
5 | 45-A03C063-60 | ALUMINUM,3003,.063",60" COIL | 0 | Purchased Item | Active |  | 1 | 1 |  |  |  | Item | 0.032 | SFT | 100 | 1 | 0.032 | Date |  |  | 2024-09-30 15:41 |  | * | [6 empty] | 0.032 |  | 1 | 15 |  | 0 | 16 |  |  | * |  |  | None | *
4 | 75-SCWH-14-34SS | 304 STAINLESS STEEL-TEK SCREW-1/4"-14 THREADS PER INCH X 3/4" LONG | 0 | Purchased Item | Active |  | 10 | 1 |  |  |  | Item | 2 | EA | 100 | 1 | 2 | Date |  |  | 2024-09-30 15:41 |  | * | [6 empty] | 2 |  | 1 | 20 |  | 0 | 21 |  |  | * |  |  | None | *
4 | - MCYS06-SVA-66271 | SUB ASSY VIRTUAL PARTS DOORS | 0 | Phantom item | Active |  | 11 | 1 |  |  |  | Item | 1 | EA | 100 | 1 | 1 | Date |  |  | 2024-09-30 15:41 |  | * | [6 empty] | 1 |  | 1 | 0 |  | 0 | 32 |  |  | * |  |  | None
5 | 85-ADH-3M-740G2 | 3M HYBRID SEALANT 740 (GRAY), 290ML. CASTRIDGE | 0 | Purchased Item | Active |  | 1 | 1 |  |  |  | Item | 1 | EA | 100 | 1 | 1 | Date |  |  | 2024-09-30 15:41 |  | * | [6 empty] | 1 |  | 1 | 30 |  | 0 | 31 |  |  | * |  |  | None | *
5 | 85-GASK-B273BT | SQUARE GASKET 0.5" X 0.38" WATER TIGHT RUBBER SEAL TRIM-LOK P/N: B273BT SINGLE | 0 | Purchased Item | Active |  | 2 | 1 |  |  |  | Item | 35 | FT | 100 | 1 | 35 | Date |  |  | 2024-09-30 15:41 |  | * | [6 empty] | 35 |  | 1 | 5 |  | 0 | 6 |  |  | * |  |  | None | *
5 | 85-ADH-3M-550G | 3M POLYURETHANE ADHESIVE SEALANT 550 FAST CURE GRAY, 10.5 OZ CASTRIDGE | 0 | Purchased Item | Active |  | 3 | 1 |  |  |  | Item | 1 | EA | 100 | 1 | 1 | Date |  |  | 2024-09-30 15:41 |  | * | [6 empty] | 1 |  | 1 | 30 |  | 0 | 31 |  |  | * |  |  | None | *
3 | - MCYSC4-SMA-54725 | DOOR STOP - RIGHT JKT 1 | 0 | Sub-assembly | Active |  | 5 | 1 |  |  |  | Item | 1 | EA | 100 | 1 | 1 | Date |  |  | 2024-09-30 15:41 |  | * | [6 empty] | 1 |  | 1 | 0 |  | 0.064923 | 22 |  |  | * |  |  | None | *
4 | 75-RB-11438 | RUBBER BUMPER, RED, 1-1/4" DIA. X 1-1/4” HGT., 3/8"-16 THREADED HOLE, SHORE 85A, MCMASTER 9546K51 | 0 | Purchased Item | Active |  | 1 | 1 |  |  |  | Item | 1 | EA | 100 | 1 | 1 | Date |  |  | 2024-09-30 15:41 |  | * | [6 empty] | 1 |  | 1 | 5 |  | 0 | 6 |  |  | * |  |  | None | *
4 | 75-SCWH-14-114 | 1/4-14x1 1/4" SELF DRILL S.H.W PL | 0 | Purchased Item | Active |  | 2 | 1 |  |  |  | Item | 2 | EA | 100 | 1 | 2 | Date |  |  | 2024-09-30 15:41 |  | * | [6 empty] | 2 |  | 1 | 20 |  | 0 | 21 |  |  | * |  |  | None | *
4 | - IP-54721 | 16ga GA Jkt coil 60 | A | Sub-assembly | Active |  | 3 | 1 |  |  |  | Item | 1 | EA | 100 | 1 | 1 | Date |  |  | 2024-09-30 15:41 |  | * | [6 empty] | 1 |  | 1 | 0.064923 |  | 0.064923 | 17.0649 |  |  | * |  |  | None | *
5 | 45-GALV-0130 | STEEL,JKT,A60,12GA,60X120 | 0 | Purchased Item | Active |  | 100009 | 1 |  |  |  | Item | 0.25 | SFT | 100 | 1 | 0.25 | Date |  |  | 2024-10-15 09:59 |  | * |  |  | WIP_APU-1 |  |  |  | 0.25 |  | 1 | 15 |  | 0 | 16 |  |  | * |  |  | None | *
4 | 75-W-38-LOCK-P | Zinc Plated-Lock Washer-3/8" | 0 | Purchased Item | Active |  | 4 | 1 |  |  |  | Item | 1 | EA | 100 | 1 | 1 | Date |  |  | 2024-09-30 15:41 |  | * | [6 empty] | 1 |  | 1 | 20 |  | 0 | 21 |  |  | * |  |  | None | *
4 | 75-BH-381634-P | 3/8-16X3/4-HEX/BOLT-PLT-G5 | 0 | Purchased Item | Active |  | 5 | 1 |  |  |  | Item | 1 | EA | 100 | 1 | 1 | Date |  |  | 2024-09-30 15:41 |  | * | [6 empty] | 1 |  | 1 | 5 |  | 0 | 6 |  |  | * |  |  | None | *
4 | 75-W-38-FLAT-P | Zinc Plated-Flat Washer-3/8" | 0 | Purchased Item | Active |  | 6 | 1 |  |  |  | Item | 1 | EA | 100 | 1 | 1 | Date |  |  | 2024-09-30 15:41 |  | * | [6 empty] | 1 |  | 1 | 15 |  | 0 | 16 |  |  | * |  |  | None | *
3 | - MCYS06-SMA-66227 | LABELS DOOR 10 - SUB ASSY | 0 | Sub-assembly | Active |  | 6 | 1 |  |  |  | Item | 1 | EA | 100 | 1 | 1 | Date |  |  | 2024-09-30 15:41 |  | * | [6 empty] | 1 |  | 1 | 0 |  | 0 | 127 |  |  | * |  |  | None | *
4 | 75-BR-146325A | 1/4" DIAMETER, 0.0630"-0.25" MATERIAL THICKNESS, ALUMINUM BLIND RIVET WITH ALUMINUM MANDREL MCMASTER# 97447A651 | 0 | Purchased Item | Active |  | 1 | 1 |  |  |  | Item | 2 | EA | 100 | 1 | 2 | Date |  |  | 2024-09-30 15:41 |  | * | [6 empty] | 2 |  | 1 | 125 |  | 0 | 126 |  |  | * |  |  | None | *
4 | - IP-57845 | ROWMARK ULTRA-MATTES BLACK/WHITE 1/8" ENGRAVING PLASTIC # 342402 | 0 | Sub-assembly | Active |  | 2 | 1 |  |  |  | Item | 1 | EA | 100 | 1 | 1 | Date |  |  | 2024-09-30 15:41 |  | * | [6 empty] | 1 |  | 1 | 0 |  | 0 | 7 |  |  | * |  |  | None | *
5 | 10-HOAL-SS0112 | ROWMARK ULTRA-MATTES BLACK/WHITE 1/8" ENGRAVING PLASTIC # 342402 | 0 | Purchased Item | Active |  | 1 | 1 |  |  |  | Item | 0.1125 | SFT | 100 | 1 | 0.1125 | Date |  |  | 2024-09-30 15:41 |  | * | [6 empty] | 0.1125 |  | 1 | 5 |  | 0 | 6 |  |  | * |  |  | None | *
4 | - IP-57852 | ROWMARK ULTRA-MATTES BLACK/WHITE 1/8" ENGRAVING PLASTIC # 342402 | 0 | Sub-assembly | Active |  | 4 | 1 |  |  |  | Item | 1 | EA | 100 | 1 | 1 | Date |  |  | 2024-09-30 15:41 |  | * | [6 empty] | 1 |  | 1 | 0 |  | 0 | 7 |  |  | * |  |  | None | *
5 | 10-HOAL-SS0112 | ROWMARK ULTRA-MATTES BLACK/WHITE 1/8" ENGRAVING PLASTIC # 342402 | 0 | Purchased Item | Active |  | 1 | 1 |  |  |  | Item | 0.1125 | SFT | 100 | 1 | 0.1125 | Date |  |  | 2024-09-30 15:41 |  | * | [6 empty] | 0.1125 |  | 1 | 5 |  | 0 | 6 |  |  | * |  |  | None | *
4 | 10017317P1 | LABEL WARNING DOOR UNDER PRESS | 0 | Purchased Item | Active |  | 5 | 1 |  |  |  | Item | 1 | EA | 100 | 1 | 1 | Date |  |  | 2024-10-12 |  | * | [6 empty] | 1 |  | 1 | 35 |  | 0 | 36 |  |  | * |  |  | None | *
3 | - IP-57641 | C-RG-61, MATERIAL: 16 GA JKT | A | Sub-assembly | Active |  | 7 | 1 |  |  |  | Item | 1 | EA | 100 | 1 | 1 | Date |  |  | 2024-09-30 15:41 |  | * | [6 empty] | 1 |  | 1 | 0.064923 |  | 0.064923 | 17.0649 |  |  | * |  |  | None | *
4 | 45-GALC-0225 | STEEL,JKT,A60,16 GA,60" COIL | 0 | Purchased Item | Active |  | 1 | 1 |  |  |  | Item | 0.822 | SFT | 100 | 1 | 0.822 | Date |  |  | 2024-09-30 15:41 |  | * | [6 empty] | 0.822 |  | 1 | 15 |  | 0 | 16 |  |  | * |  |  | None | *
2 | - MCYS06-SMA-66176 | ELI DAMPER LOWER 2 EBS | A | Sub-assembly | Active |  | 5 | 1 |  |  |  | Item | 1 | EA | 100 | 1 | 1 | Date |  |  | 2024-09-30 15:41 |  | * | [6 empty] | 1 |  | 1 | 1.0821 |  | 1.147 | 56.0821 |  |  | * |  |  | None | *
3 | - IP-57858 | Actuator Label | 0 | Sub-assembly | Active |  | 2 | 1 |  |  |  | Item | 1 | EA | 100 | 1 | 1 | Date |  |  | 2024-09-30 15:41 |  | * | [6 empty] | 1 |  | 1 | 0 |  | 0 | 32 |  |  | * |  |  | None | *
4 | 75-TAGS-23210 | BLANK TAGS, BRASS, ROUND, 1-1/2" X 1-1/2", (25 PK) PN 15Y745 | 0 | Purchased Item | Active |  | 1 | 1 |  |  |  | Item | 1 | EA | 100 | 1 | 1 | Date |  |  | 2024-09-30 15:41 |  | * | [6 empty] | 1 |  | 1 | 30 |  | 0 | 31 |  |  | * |  |  | None | *
3 | 75-SCWH-14-114 | 1/4-14x1 1/4" SELF DRILL S.H.W PL | 0 | Purchased Item | Active |  | 3 | 1 |  |  |  | Item | 20 | EA | 100 | 1 | 20 | Date |  |  | 2024-09-30 15:41 |  | * | [6 empty] | 20 |  | 1 | 20 |  | 0 | 21 |  |  | * |  |  | None | *
3 | 80-ACT-GCA1611U | DAMPER ACTUATOR W/FEEDBACK OU | 0 | Purchased Item | Active |  | 5 | 1 |  |  |  | Item | 1 | EA | 100 | 1 | 1 | Date |  |  | 2024-09-30 15:41 |  | * | [6 empty] | 1 |  | 1 | 40 |  | 0 | 41 |  |  | * |  |  | None | *
3 | - MCYS06-SMA-66177 | DAMPER - 64.5 IN | 0 | Sub-assembly | Active |  | 6 | 1 |  |  |  | Item | 1 | EA | 100 | 1 | 1 | Date |  |  | 2024-09-30 15:41 |  | * | [6 empty] | 1 |  | 1 | 0 |  | 0.064923 | 54 |  |  | * |  |  | None | *
4 | - IP-54558 | STEEL,GALV,G90,16 GA,48" COIL | A | Sub-assembly | Active |  | 1 | 1 |  |  |  | Item | 2 | EA | 100 | 1 | 2 | Date |  |  | 2024-09-30 15:41 |  | * | [6 empty] | 2 |  | 1 | 0.064923 |  | 0.064923 | 17.0649 |  |  | * |  |  | None | *
5 | 45-GALC-0250 | STEEL,GALV,G90,16 GA,48" COIL | 0 | Purchased Item | Active |  | 1 | 1 |  |  |  | Item | 0.357 | SFT | 100 | 1 | 0.714 | Date |  |  | 2024-09-30 15:41 |  | * | [6 empty] | 0.714 |  | 1 | 15 |  | 0 | 16 |  |  | * |  |  | None | *
4 | - IP-54559 | STEEL,GALV,G90,14 GA,48" COIL | 0 | Sub-assembly | Active |  | 2 | 1 |  |  |  | Item | 2 | EA | 100 | 1 | 2 | Date |  |  | 2024-09-30 15:41 |  | * | [6 empty] | 2 |  | 1 | 0.064923 |  | 0.064923 | 17.0649 |  |  | * |  |  | None | *
5 | 45-GALC-0510 | STEEL,GALV,G90,14 GA,48" COIL | 0 | Purchased Item | Active |  | 1 | 1 |  |  |  | Item | 0.5 | SFT | 100 | 1 | 1 | Date |  |  | 2024-09-30 15:41 |  | * |  |  | WIP_APU-1 |  |  |  | 1 |  | 1 | 15 |  | 0 | 16 |  |  | * |  |  | None | *
5 | IP-54559_DOC | STEEL,GALV,G90,14 GA,48" COIL | 0 | Reference Item - Document Management | Active |  | 99999 | 1 |  |  |  | Item | 1 | EA | 100 | 1 | 2 | Date |  |  | 2024-09-30 15:41 |  | * | [6 empty] | 2 |  | 1 |  |  | 0 | 0 | [5 empty] | None
4 | - SHAFT | ZINC PLATED SQUARE BAR 3/8""x72"" | 0 | Sub-assembly | Active |  | 3 | 1 |  |  |  | Item | 1 | EA | 100 | 1 | 1 | Date |  |  | 2024-09-30 15:41 |  | * | [6 empty] | 1 |  | 1 | 0 |  | 0 | 17 |  |  | * |  |  | None | *
5 | 40-SB-3872-ZP | SQUARE BAR - C1018 - ZINC PLATED - 3/8" DIA X 72" | 0 | Purchased Item | Active |  | 1 | 1 |  |  |  | Item | 0.448 | FT | 100 | 1 | 0.448 | Date |  |  | 2024-09-30 15:41 |  | * | [6 empty] | 0.448 |  | 1 | 15 |  | 0 | 16 |  |  | * |  |  | None | *
4 | 75-W-14-FLAT-P | Zinc Plated-Flat Washer-1/4" | 0 | Purchased Item | Active |  | 4 | 1 |  |  |  | Item | 28 | EA | 100 | 1 | 28 | Date |  |  | 2024-09-30 15:41 |  | * | [6 empty] | 28 |  | 1 | 25 |  | 0 | 26 |  |  | * |  |  | None | *
4 | - MCYSC4-SMA-54557 | BLADE SUB-ASSY MCYSC4 54557 | 0 | Sub-assembly | Active |  | 5 | 1 |  |  |  | Item | 6 | EA | 100 | 1 | 6 | Date |  |  | 2024-09-30 15:41 |  | * | [6 empty] | 6 |  | 1 | 0 |  | 0 | 53 |  |  | * |  |  | None | *
5 | - IP-54556 | SINGLE/DOUBLE DAMPER GASKET BULB DAMPER BLADE SEAL #092010A | 0 | Sub-assembly | Active |  | 7 | 1 |  |  |  | Item | 1 | EA | 100 | 1 | 6 | Date |  |  | 2024-09-30 15:41 |  | * | [6 empty] | 6 |  | 1 | 0 |  | 0 | 52 |  |  | * |  |  | None | *
6 | 80-DAMP-092010A | SINGLE/DOUBLE DAMPER GASKET BULB DAMPER BLADE SEAL #092010A | 0 | Purchased Item | Active |  | 1 | 1 |  |  |  | Item | 2.599 | FT | 100 | 1 | 15.594 | Date |  |  | 2024-09-30 15:41 |  | * | [6 empty] | 15.594 |  | 1 | 50 |  | 0 | 51 |  |  | * |  |  | None | *
5 | - IP-54555 | Extruded Aluminum, AF Damper blade, clear anodized, 20' | 0 | Sub-assembly | Active |  | 8 | 1 |  |  |  | Item | 1 | EA | 100 | 1 | 6 | Date |  |  | 2024-09-30 15:41 |  | * | [6 empty] | 6 |  | 1 | 0 |  | 0 | 52 |  |  | * |  |  | None | *
6 | 80-DAMP-0270 | EXTRUDED ALUM. AF DAMPER BLADE. CLEAR ANODIZED. | 0 | Purchased Item | Active |  | 1 | 1 |  |  |  | Item | 2.599 | FT | 100 | 1 | 15.594 | Date |  |  | 2024-09-30 15:41 |  | * | [6 empty] | 15.594 |  | 1 | 50 |  | 0 | 51 |  |  | * |  |  | None | *
5 | - IP-69818 | STEEL,GALV,G90,10GA,48x120 | 0 | Sub-assembly | Active |  | 10 | 1 |  |  |  | Item | 2 | EA | 100 | 1 | 12 | Date |  |  | 2024-09-30 15:41 |  | * | [6 empty] | 12 |  | 1 | 0 |  | 0 | 12 |  |  | * |  |  | None | *
6 | 45-GALV-0305 | STEEL,GALV,G90,10GA,48X120 | 0 | Purchased Item | Active |  | 1 | 1 |  |  |  | Item | 0.012 | SFT | 100 | 1 | 0.144 | Date |  |  | 2024-09-30 15:41 |  | * | [6 empty] | 0.144 |  | 1 | 10 |  | 0 | 11 |  |  | * |  |  | None | *
5 | 75-FAST-0251 | ZINC PLATED - CLEVIS PIN - 1/4" X 1/2" | 0 | Purchased Item | Active |  | 11 | 1 |  |  |  | Item | 2 | EA | 100 | 1 | 12 | Date |  |  | 2024-09-30 15:41 |  | * | [6 empty] | 12 |  | 1 | 15 |  | 0 | 16 |  |  | * |  |  | None | *
5 | - ENDSHAFT | ZINC PLATED SQUARE BAR 3/8""x72"" | 0 | Sub-assembly | Active |  | 12 | 1 |  |  |  | Item | 2 | EA | 100 | 1 | 12 | Date |  |  | 2024-09-30 15:41 |  | * | [6 empty] | 12 |  | 1 | 0 |  | 0 | 17 |  |  | * |  |  | None | *
6 | 40-SB-3872-ZP | SQUARE BAR - C1018 - ZINC PLATED - 3/8" DIA X 72" | 0 | Purchased Item | Active |  | 1 | 1 |  |  |  | Item | 0.25 | FT | 100 | 1 | 3 | Date |  |  | 2024-09-30 15:41 |  | * | [6 empty] | 3 |  | 1 | 15 |  | 0 | 16 |  |  | * |  |  | None | *
5 | 80-BUSHING-3/8 | BUSHING - NYLON - GALVANIZED G90 - 0.38 DIAMETER - XX.X LENGTH | 0 | Purchased Item | Active |  | 13 | 1 |  |  |  | Item | 2 | EA | 100 | 1 | 12 | Date |  |  | 2024-09-30 15:41 |  | * | [6 empty] | 12 |  | 1 | 40 |  | 0 | 41 |  |  | * |  |  | None | *
4 | - MCYSC4-SMA-54573 | BLADE SUB ASSY OP2 54573 | 0 | Sub-assembly | Active |  | 6 | 1 |  |  |  | Item | 5 | EA | 100 | 1 | 5 | Date |  |  | 2024-09-30 15:41 |  | * | [6 empty] | 5 |  | 1 | 0 |  | 0 | 53 |  |  | * |  |  | None | *
5 | - IP-54556 | SINGLE/DOUBLE DAMPER GASKET BULB DAMPER BLADE SEAL #092010A | 0 | Sub-assembly | Active |  | 7 | 1 |  |  |  | Item | 1 | EA | 100 | 1 | 5 | Date |  |  | 2024-09-30 15:41 |  | * | [6 empty] | 5 |  | 1 | 0 |  | 0 | 52 |  |  | * |  |  | None | *
6 | 80-DAMP-092010A | SINGLE/DOUBLE DAMPER GASKET BULB DAMPER BLADE SEAL #092010A | 0 | Purchased Item | Active |  | 1 | 1 |  |  |  | Item | 2.599 | FT | 100 | 1 | 12.995 | Date |  |  | 2024-09-30 15:41 |  | * | [6 empty] | 12.995 |  | 1 | 50 |  | 0 | 51 |  |  | * |  |  | None | *
5 | - IP-54555 | Extruded Aluminum, AF Damper blade, clear anodized, 20' | 0 | Sub-assembly | Active |  | 8 | 1 |  |  |  | Item | 1 | EA | 100 | 1 | 5 | Date |  |  | 2024-09-30 15:41 |  | * | [6 empty] | 5 |  | 1 | 0 |  | 0 | 52 |  |  | * |  |  | None | *
6 | 80-DAMP-0270 | EXTRUDED ALUM. AF DAMPER BLADE. CLEAR ANODIZED. | 0 | Purchased Item | Active |  | 1 | 1 |  |  |  | Item | 2.599 | FT | 100 | 1 | 12.995 | Date |  |  | 2024-09-30 15:41 |  | * | [6 empty] | 12.995 |  | 1 | 50 |  | 0 | 51 |  |  | * |  |  | None | *
5 | - IP-69818 | STEEL,GALV,G90,10GA,48x120 | 0 | Sub-assembly | Active |  | 10 | 1 |  |  |  | Item | 2 | EA | 100 | 1 | 10 | Date |  |  | 2024-09-30 15:41 |  | * | [6 empty] | 10 |  | 1 | 0 |  | 0 | 12 |  |  | * |  |  | None | *
6 | 45-GALV-0305 | STEEL,GALV,G90,10GA,48X120 | 0 | Purchased Item | Active |  | 1 | 1 |  |  |  | Item | 0.012 | SFT | 100 | 1 | 0.12 | Date |  |  | 2024-09-30 15:41 |  | * | [6 empty] | 0.12 |  | 1 | 10 |  | 0 | 11 |  |  | * |  |  | None | *
5 | 75-FAST-0251 | ZINC PLATED - CLEVIS PIN - 1/4" X 1/2" | 0 | Purchased Item | Active |  | 11 | 1 |  |  |  | Item | 2 | EA | 100 | 1 | 10 | Date |  |  | 2024-09-30 15:41 |  | * | [6 empty] | 10 |  | 1 | 15 |  | 0 | 16 |  |  | * |  |  | None | *
5 | - ENDSHAFT | ZINC PLATED SQUARE BAR 3/8""x72"" | 0 | Sub-assembly | Active |  | 12 | 1 |  |  |  | Item | 2 | EA | 100 | 1 | 10 | Date |  |  | 2024-09-30 15:41 |  | * | [6 empty] | 10 |  | 1 | 0 |  | 0 | 17 |  |  | * |  |  | None | *
6 | 40-SB-3872-ZP | SQUARE BAR - C1018 - ZINC PLATED - 3/8" DIA X 72" | 0 | Purchased Item | Active |  | 1 | 1 |  |  |  | Item | 0.25 | FT | 100 | 1 | 2.5 | Date |  |  | 2024-09-30 15:41 |  | * | [6 empty] | 2.5 |  | 1 | 15 |  | 0 | 16 |  |  | * |  |  | None | *
5 | 80-BUSHING-3/8 | BUSHING - NYLON - GALVANIZED G90 - 0.38 DIAMETER - XX.X LENGTH | 0 | Purchased Item | Active |  | 13 | 1 |  |  |  | Item | 2 | EA | 100 | 1 | 10 | Date |  |  | 2024-09-30 15:41 |  | * | [6 empty] | 10 |  | 1 | 40 |  | 0 | 41 |  |  | * |  |  | None | *
4 | - IP-69817 | STEEL,GALV,G90,12GA,48x96 | 0 | Sub-assembly | Active |  | 7 | 1 |  |  |  | Item | 10 | EA | 100 | 1 | 10 | Date |  |  | 2024-09-30 15:41 |  | * | [6 empty] | 10 |  | 1 | 0 |  | 0 | 22 |  |  | * |  |  | None | *
5 | 45-GALV-0310 | STEEL,GALV,G90,12GA,48X96 | 0 | Purchased Item | Active |  | 1 | 1 |  |  |  | Item | 0.025 | SFT | 100 | 1 | 0.25 | Date |  |  | 2024-09-30 15:41 |  | * | [6 empty] | 0.25 |  | 1 | 20 |  | 0 | 21 |  |  | * |  |  | None | *
4 | - IP-60416 | STEEL,GALV,G90,16 GA,48" COIL | A | Sub-assembly | Active |  | 9 | 1 |  |  |  | Item | 1 | EA | 100 | 1 | 1 | Date |  |  | 2024-09-30 15:41 |  | * | [6 empty] | 1 |  | 1 | 0.064923 |  | 0.064923 | 17.0649 |  |  | * |  |  | None | *
5 | 45-GALC-0250 | STEEL,GALV,G90,16 GA,48" COIL | 0 | Purchased Item | Active |  | 1 | 1 |  |  |  | Item | 3 | SFT | 100 | 1 | 3 | Date |  |  | 2024-09-30 15:41 |  | * |  |  | WIP_APU-1 |  |  |  | 3 |  | 1 | 15 |  | 0 | 16 |  |  | * |  |  | None | *
4 | - IP-69816 | STEEL,GALV,G90,16 GA,48" COIL | 0 | Sub-assembly | Active |  | 10 | 1 |  |  |  | Item | 4 | EA | 100 | 1 | 4 | Date |  |  | 2024-09-30 15:41 |  | * | [6 empty] | 4 |  | 1 | 0 |  | 0 | 17 |  |  | * |  |  | None | *
5 | 45-GALC-0250 | STEEL,GALV,G90,16 GA,48" COIL | 0 | Purchased Item | Active |  | 1 | 1 |  |  |  | Item | 0.04 | SFT | 100 | 1 | 0.16 | Date |  |  | 2024-09-30 15:41 |  | * | [6 empty] | 0.16 |  | 1 | 15 |  | 0 | 16 |  |  | * |  |  | None | *
4 | - IP-54554 | STEEL,GALV,G90,16 GA,48" COIL | A | Sub-assembly | Active |  | 11 | 1 |  |  |  | Item | 1 | EA | 100 | 1 | 1 | Date |  |  | 2024-09-30 15:41 |  | * | [6 empty] | 1 |  | 1 | 0.064923 |  | 0.064923 | 17.0649 |  |  | * |  |  | None | *
5 | 45-GALC-0250 | STEEL,GALV,G90,16 GA,48" COIL | 0 | Purchased Item | Active |  | 1 | 1 |  |  |  | Item | 3 | SFT | 100 | 1 | 3 | Date |  |  | 2024-09-30 15:41 |  | * |  |  | WIP_APU-1 |  |  |  | 3 |  | 1 | 15 |  | 0 | 16 |  |  | * |  |  | None | *
4 | 75-SCWH-14-34 | 1/4-14x3/4" SELF DRILL HEX S.H.W PL | 0 | Purchased Item | Active |  | 12 | 1 |  |  |  | Item | 16 | EA | 100 | 1 | 16 | Date |  |  | 2024-09-30 15:41 |  | * | [6 empty] | 16 |  | 1 | 20 |  | 0 | 21 |  |  | * |  |  | None | *
4 | - IP-54553 | STEEL,GALV,G90,16 GA,48" COIL | A | Sub-assembly | Active |  | 13 | 1 |  |  |  | Item | 2 | EA | 100 | 1 | 2 | Date |  |  | 2024-09-30 15:41 |  | * | [6 empty] | 2 |  | 1 | 0.064923 |  | 0.064923 | 17.0649 |  |  | * |  |  | None | *
5 | 45-GALC-0250 | STEEL,GALV,G90,16 GA,48" COIL | 0 | Purchased Item | Active |  | 1 | 1 |  |  |  | Item | 5.25 | SFT | 100 | 1 | 10.5 | Date |  |  | 2024-09-30 15:41 |  | * |  |  | WIP_APU-1 |  |  |  | 10.5 |  | 1 | 15 |  | 0 | 16 |  |  | * |  |  | None | *
4 | 75-SWHS-14-34 | #14 X 3/4 S-HWH SMS HRD STL ZN | 0 | Purchased Item | Active |  | 14 | 1 |  |  |  | Item | 12 | EA | 100 | 1 | 12 | Date |  |  | 2024-09-30 15:41 |  | * | [6 empty] | 12 |  | 1 | 20 |  | 0 | 21 |  |  | * |  |  | None | *
4 | 75-FAST-0242 | 304 STAINLESS STEEL - COTTER PIN - 1/16" X 1/2" | 0 | Purchased Item | Active |  | 15 | 1 |  |  |  | Item | 28 | EA | 100 | 1 | 28 | Date |  |  | 2024-09-30 15:41 |  | * | [6 empty] | 28 |  | 1 | 5 |  | 0 | 6 |  |  | * |  |  | None | *
4 | - IP-54560 | S/S ARC END SEAL #5/8 HOLE 5-3/4 12' | 0 | Sub-assembly | Active |  | 16 | 1 |  |  |  | Item | 2 | EA | 100 | 1 | 2 | Date |  |  | 2024-09-30 15:41 |  | * | [6 empty] | 2 |  | 1 | 0 |  | 0 | 52 |  |  | * |  |  | None | *
5 | 80-DAMP-0188 | ARC END SEAL - 30 GA. STAINLESS STEEL | 0 | Purchased Item | Active |  | 1 | 1 |  |  |  | Item | 5.375 | FT | 100 | 1 | 10.75 | Date |  |  | 2024-09-30 15:41 |  | * | [6 empty] | 10.75 |  | 1 | 50 |  | 0 | 51 |  |  | * |  |  | None | *
5 | IP-54560_DOC | S/S ARC END SEAL #5/8 HOLE 5-3/4 12' | 0 | Reference Item - Document Management | Active |  | 99999 | 1 |  |  |  | Item | 1 | EA | 100 | 1 | 2 | Date |  |  | 2024-09-30 15:41 |  | * | [6 empty] | 2 |  | 1 |  |  | 0 | 0 | [5 empty] | None
4 | - IP-54574 | STEEL,GALV,G90,14 GA,48" COIL | 0 | Sub-assembly | Active |  | 17 | 1 |  |  |  | Item | 2 | EA | 100 | 1 | 2 | Date |  |  | 2024-09-30 15:41 |  | * | [6 empty] | 2 |  | 1 | 0.064923 |  | 0.064923 | 17.0649 |  |  | * |  |  | None | *
5 | 45-GALC-0510 | STEEL,GALV,G90,14 GA,48" COIL | 0 | Purchased Item | Active |  | 1 | 1 |  |  |  | Item | 0.25 | SFT | 100 | 1 | 0.5 | Date |  |  | 2024-09-30 15:41 |  | * |  |  | WIP_APU-1 |  |  |  | 0.5 |  | 1 | 15 |  | 0 | 16 |  |  | * |  |  | None | *
5 | IP-54574_DOC | STEEL,GALV,G90,14 GA,48" COIL | 0 | Reference Item - Document Management | Active |  | 99999 | 1 |  |  |  | Item | 1 | EA | 100 | 1 | 2 | Date |  |  | 2024-09-30 15:41 |  | * | [6 empty] | 2 |  | 1 |  |  | 0 | 0 | [5 empty] | None
4 | - MCYS06-SVA-66264 | SUB ASSY VIRTUAL PARTS DAMPERS | 0 | Phantom item | Active |  | 18 | 1 |  |  |  | Item | 1 | EA | 100 | 1 | 1 | Date |  |  | 2024-09-30 15:41 |  | * | [6 empty] | 1 |  | 1 | 0 |  | 0 | 52 |  |  | * |  |  | None
5 | 85-ADH-3M-740G2 | 3M HYBRID SEALANT 740 (GRAY), 290ML. CASTRIDGE | 0 | Purchased Item | Active |  | 1 | 1 |  |  |  | Item | 1 | EA | 100 | 1 | 1 | Date |  |  | 2024-09-30 15:41 |  | * | [6 empty] | 1 |  | 1 | 30 |  | 0 | 31 |  |  | * |  |  | None | *
5 | 85-ADH-LOC-0638 | ADHESIVE LOCTITE 638 | 0 | Purchased Item | Active |  | 2 | 1 |  |  |  | Item | 8.45 | OZ | 100 | 1 | 8.45 | Date |  |  | 2024-09-30 15:41 |  | * | [6 empty] | 8.45 |  | 1 | 50 |  | 0 | 51 |  |  | * |  |  | None | *
5 | 85-ADH-LOC-7649 | PRIMER LOCTITE 7649 #19269 | 0 | Purchased Item | Active |  | 3 | 1 |  |  |  | Item | 1.05 | OZ | 100 | 1 | 1.05 | Date |  |  | 2024-09-30 15:41 |  | * | [6 empty] | 1.05 |  | 1 | 50 |  | 0 | 51 |  |  | * |  |  | None | *
4 | 75-RIVET-0050 | 304 STAINLESS STEEL - POP RIVET - 1/8" X .188-250" LONG | 0 | Purchased Item | Active |  | 19 | 1 |  |  |  | Item | 10 | EA | 100 | 1 | 10 | Date |  |  | 2024-09-30 15:41 |  | * | [6 empty] | 10 |  | 1 | 20 |  | 0 | 21 |  |  | * |  |  | None | *
2 | - MCYS06-SMA-66132 | FOAM DOOR SUB ASSY 5 | 0 | Sub-assembly | Active |  | 6 | 1 |  |  |  | Item | 1 | EA | 100 | 1 | 1 | Date |  |  | 2024-09-30 15:41 |  | * | [6 empty] | 1 |  | 1 | 0 |  | 2.9486 | 128 |  |  | * |  |  | None | *
3 | - IP-60379 | 16ga SS 304L Solid coil 60 | L | Sub-assembly | Active |  | 1 | 1 |  |  |  | Item | 1 | EA | 100 | 1 | 1 | Date |  |  | 2024-09-30 15:41 |  | * | [6 empty] | 1 |  | 1 | 0.064923 |  | 0.064923 | 12.0649 |  |  | * |  |  | None | *
4 | 45-304L-C0110 | STEEL,304-L S/S,16 GA,60" COIL | 0 | Purchased Item | Active |  | 1 | 1 |  |  |  | Item | 2.4518 | SFT | 100 | 1 | 2.4518 | Date |  |  | 2024-09-30 15:41 |  | * | [6 empty] | 2.4518 |  | 1 | 10 |  | 0 | 11 |  |  | * |  |  | None | *
4 | IP-60379_DOC | 16ga SS 304L Solid coil 60 | 0 | Reference Item - Document Management | Active |  | 26 | 1 |  |  |  | Item | 1 | EA | 100 | 1 | 1 | Date |  |  | 2024-09-30 15:41 |  | * | [6 empty] | 1 |  | 1 | 5 |  | 0 | 5 | [5 empty] | None
3 | - MCYS06-SMA-66149 | DOOR 5 - INSTALLATION HARDWARE | 0 | Sub-assembly | Active |  | 2 | 1 |  |  |  | Item | 1 | EA | 100 | 1 | 1 | Date |  |  | 2024-09-30 15:41 |  | * | [6 empty] | 1 |  | 1 | 0 |  | 0 | 22 |  |  | * |  |  | None | *
4 | 75-SCWH-14-114 | 1/4-14x1 1/4" SELF DRILL S.H.W PL | 0 | Purchased Item | Active |  | 1 | 1 |  |  |  | Item | 33 | EA | 100 | 1 | 33 | Date |  |  | 2024-09-30 15:41 |  | * | [6 empty] | 33 |  | 1 | 20 |  | 0 | 21 |  |  | * |  |  | None | *
4 | 75-SCWR-818-34S | SELF DRILLING SCREW 8-18,3/4" LENGTH, 410 STAINLESS STEEL PAN HEAD PHILLIPS, PART NO. 0128165 | 0 | Purchased Item | Active |  | 2 | 1 |  |  |  | Item | 24 | EA | 100 | 1 | 24 | Date |  |  | 2024-09-30 15:41 |  | * | [6 empty] | 24 |  | 1 | 20 |  | 0 | 21 |  |  | * |  |  | None | *
3 | - IP-60378 | 16ga SS 304L Solid coil 60 | L | Sub-assembly | Active |  | 3 | 1 |  |  |  | Item | 2 | EA | 100 | 1 | 2 | Date |  |  | 2024-09-30 15:41 |  | * | [6 empty] | 2 |  | 1 | 0.064923 |  | 0.064923 | 51.0649 |  |  | * |  |  | None | *
4 | 45-304L-C0110 | STEEL,304-L S/S,16 GA,60" COIL | 0 | Purchased Item | Active |  | 1 | 1 |  |  |  | Item | 0.98171 | SFT | 100 | 1 | 1.9634 | Date |  |  | 2024-09-30 15:41 |  | * | [6 empty] | 1.9634 |  | 1 | 10 |  | 0 | 11 |  |  | * |  |  | None | *
4 | IP-60378_DOC | 16ga SS 304L Solid coil 60 | 0 | Reference Item - Document Management | Active |  | 25 | 1 |  |  |  | Item | 1 | EA | 100 | 1 | 2 | Date |  |  | 2024-09-30 15:41 |  | * | [6 empty] | 2 |  | 1 | 50 |  | 0 | 50 | [5 empty] | None
3 | - MCYSC4-SMA-54715 | DOOR FOAM MAIN ASSY - 1305 - 25" x 72" - TB - OL | A | Sub-assembly | Active |  | 4 | 1 |  |  |  | Item | 1 | EA | 100 | 1 | 1 | Date |  |  | 2024-09-30 15:41 |  | * | [6 empty] | 1 |  | 1 | 2.8837 |  | 2.9486 | 65.8837 |  |  | * |  |  | None | *
4 | - IP-54701 | Aluminum 5052,0.040GA Width 45.748" EXTERIOR: Clear Conductive Gloss Only, HEAVY EMBOSSED; INTERIOR: Epoxy primer | 0 | Sub-assembly | Active |  | 1 | 1 |  |  |  | Item | 1 | EA | 100 | 1 | 1 | Date |  |  | 2024-09-30 15:41 |  | * | [6 empty] | 1 |  | 1 | 0.024346 |  | 0.024346 | 17.0243 |  |  | * |  |  | None | *
5 | 46-PRPCAL040EG1 | ALUMINUM 5052,0.040GA WIDTH 45.748" EXTERIOR: CLEAR CONDUCTIVE GLOSS ONLY, HEAVY EMBOSSED; INTERIOR: EPOXY PRIMER | 0 | Purchased Item | Active |  | 1 | 1 |  |  |  | Item | 12.165 | SFT | 100 | 1 | 12.165 | Date |  |  | 2024-09-30 15:41 |  | * | [6 empty] | 12.165 |  | 1 | 15 |  | 0 | 16 |  |  | * |  |  | None | *
4 | - IP-54707 | STEEL,304-L S/S,20 GA,60" COIL | 0 | Sub-assembly | Active |  | 2 | 1 |  |  |  | Item | 1 | EA | 100 | 1 | 1 | Date |  |  | 2024-09-30 15:41 |  | * | [6 empty] | 1 |  | 1 | 0 |  | 0 | 17 |  |  | * |  |  | None | *
5 | 45-304L-C0150 | STEEL,304-L S/S,20 GA,60" COIL | 0 | Purchased Item | Active |  | 1 | 1 |  |  |  | Item | 12.165 | SFT | 100 | 1 | 12.165 | Date |  |  | 2024-09-30 15:41 |  | * | [6 empty] | 12.165 |  | 1 | 15 |  | 0 | 16 |  |  | * |  |  | None | *
4 | - MCYSC4-SMA-54709 | BOOM FOAM EXTERNAL FRAME SUB ASSY TB | 0 | Sub-assembly | Active |  | 3 | 1 |  |  |  | Item | 1 | EA | 100 | 1 | 1 | Date |  |  | 2024-09-30 15:41 |  | * | [6 empty] | 1 |  | 1 | 0 |  | 0 | 53 |  |  | * |  |  | None | *
5 | - IP-54712 | 3" EXT. AL. DOOR FRAME, THERMAL BRAKE, (B) GRAY COATED, DIE # 12005 | 0 | Sub-assembly | Active |  | 1 | 1 |  |  |  | Item | 2 | EA | 100 | 1 | 2 | Date |  |  | 2024-09-30 15:41 |  | * | [6 empty] | 2 |  | 1 | 0 |  | 0 | 52 |  |  | * |  |  | None | *
6 | 76-AD-12005GTB | 3" EXT. AL. DOOR FRAME, THERMAL BRAKE, (B) GRAY COATED, DIE # 12005 | 0 | Purchased Item | Active |  | 1 | 1 |  |  |  | Item | 6.464 | FT | 100 | 1 | 12.928 | Date |  |  | 2024-09-30 15:41 |  | * | [6 empty] | 12.928 |  | 1 | 50 |  | 0 | 51 |  |  | * |  |  | None | *
5 | - IP-54711 | 3" EXT. AL. DOOR FRAME, THERMAL BRAKE, (B) GRAY COATED, DIE # 12005 | 0 | Sub-assembly | Active |  | 2 | 1 |  |  |  | Item | 2 | EA | 100 | 1 | 2 | Date |  |  | 2024-09-30 15:41 |  | * | [6 empty] | 2 |  | 1 | 0 |  | 0 | 52 |  |  | * |  |  | None | *
6 | 76-AD-12005GTB | 3" EXT. AL. DOOR FRAME, THERMAL BRAKE, (B) GRAY COATED, DIE # 12005 | 0 | Purchased Item | Active |  | 1 | 1 |  |  |  | Item | 2.547 | FT | 100 | 1 | 5.094 | Date |  |  | 2024-09-30 15:41 |  | * | [6 empty] | 5.094 |  | 1 | 50 |  | 0 | 51 |  |  | * |  |  | None | *
5 | 75-SCW-6201 | #6-20 X 1" SQUARE PAN HEAD SELF DRILLING SCREW 410 STAINLESS STEEL #2 POINT EPOXY PN 0176160 | 0 | Purchased Item | Active |  | 3 | 1 |  |  |  | Item | 8 | EA | 100 | 1 | 8 | Date |  |  | 2024-09-30 15:41 |  | * | [6 empty] | 8 |  | 1 | 20 |  | 0 | 21 |  |  | * |  |  | None | *
4 | - MCYSC4-SMA-54717 | 7-PIN HANDLE OUT-SWING LEFT | 0 | Sub-assembly | Active |  | 4 | 1 |  |  |  | Item | 1 | EA | 100 | 1 | 1 | Date |  |  | 2024-09-30 15:41 |  | * | [6 empty] | 1 |  | 1 | 0 |  | 0 | 62 |  |  | * |  |  | None | *
5 | 76-HAND-1819 | HANDLE DEFEATER | 0 | Purchased Item | Active |  | 2 | 1 |  |  |  | Item | 1 | EA | 100 | 1 | 1 | Date |  |  | 2024-09-30 15:41 |  | * | [6 empty] | 1 |  | 1 | 30 |  | 0 | 31 |  |  | * |  |  | None | *
5 | 76-HANDLE-0110 | Inside Door Handle - Red Hand Grip #265076-50 | 0 | Purchased Item | Active |  | 3 | 1 |  |  |  | Item | 1 | EA | 100 | 1 | 1 | Date |  |  | 2024-09-30 15:41 |  | * | [6 empty] | 1 |  | 1 | 60 |  | 0 | 61 |  |  | * |  |  | None | *
5 | 76-ROLLER-698 | LONG ROLLER CAM FOR .313 SHAFT, BLACK PLASTIC | 0 | Purchased Item | Active |  | 4 | 1 |  |  |  | Item | 1 | EA | 100 | 1 | 1 | Date |  |  | 2024-09-30 15:41 |  | * | [6 empty] | 1 |  | 1 | 40 |  | 0 | 41 |  |  | * |  |  | None | *
4 | - MCYSC4-SMA-54710 | BOOM FOAM INTERNAL FRAME SUB ASSY TB | 0 | Sub-assembly | Active |  | 5 | 1 |  |  |  | Item | 1 | EA | 100 | 1 | 1 | Date |  |  | 2024-09-30 15:41 |  | * | [6 empty] | 1 |  | 1 | 0 |  | 0 | 53 |  |  | * |  |  | None | *
5 | - IP-54714 | 3" AL. DOOR FRAME, THERMAL BRAKE, (A) GRAY COATED, DIE # 12003 | 0 | Sub-assembly | Active |  | 1 | 1 |  |  |  | Item | 2 | EA | 100 | 1 | 2 | Date |  |  | 2024-09-30 15:41 |  | * | [6 empty] | 2 |  | 1 | 0 |  | 0 | 52 |  |  | * |  |  | None | *
6 | 76-AD-12003GTB | 3" EXT. AL. DOOR FRAME, THERMAL BRAKE, (B) GRAY COATED, DIE # 12005 | 0 | Purchased Item | Active |  | 1 | 1 |  |  |  | Item | 6.224 | FT | 100 | 1 | 12.448 | Date |  |  | 2024-09-30 15:41 |  | * | [6 empty] | 12.448 |  | 1 | 50 |  | 0 | 51 |  |  | * |  |  | None | *
5 | - IP-54713 | 3" AL. DOOR FRAME, THERMAL BRAKE, (A) GRAY COATED, DIE # 12003 | 0 | Sub-assembly | Active |  | 2 | 1 |  |  |  | Item | 2 | EA | 100 | 1 | 2 | Date |  |  | 2024-09-30 15:41 |  | * | [6 empty] | 2 |  | 1 | 0 |  | 0 | 52 |  |  | * |  |  | None | *
6 | 76-AD-12003GTB | 3" EXT. AL. DOOR FRAME, THERMAL BRAKE, (B) GRAY COATED, DIE # 12005 | 0 | Purchased Item | Active |  | 1 | 1 |  |  |  | Item | 2.307 | FT | 100 | 1 | 4.614 | Date |  |  | 2024-09-30 15:41 |  | * | [6 empty] | 4.614 |  | 1 | 50 |  | 0 | 51 |  |  | * |  |  | None | *
5 | 75-SCW-6201 | #6-20 X 1" SQUARE PAN HEAD SELF DRILLING SCREW 410 STAINLESS STEEL #2 POINT EPOXY PN 0176160 | 0 | Purchased Item | Active |  | 3 | 1 |  |  |  | Item | 8 | EA | 100 | 1 | 8 | Date |  |  | 2024-09-30 15:41 |  | * | [6 empty] | 8 |  | 1 | 20 |  | 0 | 21 |  |  | * |  |  | None | *
4 | - MCYSC4-SMA-54690 | HINGE SUB ASSY - FOAM DOOR | 0 | Sub-assembly | Active |  | 6 | 1 |  |  |  | Item | 4 | EA | 100 | 1 | 4 | Date |  |  | 2024-09-30 15:41 |  | * | [6 empty] | 4 |  | 1 | 0 |  | 0 | 32 |  |  | * |  |  | None | *
5 | 76-HING-AC0210 | Part of Assembly ALLEGIS HINGE #AC0210-T2 | 0 | Purchased Item | Active |  | 1 | 1 |  |  |  | Item | 1 | EA | 100 | 1 | 4 | Date |  |  | 2024-09-30 15:41 |  | * | [6 empty] | 4 |  | 1 | 30 |  | 0 | 31 |  |  | * |  |  | None | *
5 | 75-BPH-142012 | 1/4"-20 X 1/2", 410 STAINLESS STEEL THREAD-CUTTING SCREW, PHILLIPS HEAD # 98273A355 | 0 | Purchased Item | Active |  | 2 | 1 |  |  |  | Item | 6 | EA | 100 | 1 | 24 | Date |  |  | 2024-09-30 15:41 |  | * | [6 empty] | 24 |  | 1 | 25 |  | 0 | 26 |  |  | * |  |  | None | *
4 | - IP-54700 | R-max Polyisocyanurate Foam Board, 2.5lbs/ft3, GRF faced, 2.0” thick, 43 x 120” | 0 | Sub-assembly | Active |  | 7 | 1 |  |  |  | Item | 1 | EA | 100 | 1 | 1 | Date |  |  | 2024-09-30 15:41 |  | * | [6 empty] | 1 |  | 1 | 0 |  | 0 | 17 |  |  | * |  |  | None | *
5 | 35-INSU-RM24312 | R-MAX POLYISOCYANURATE FOAM BOARD, 2.5LBS/FT3, GRF FACED, 2.0” THICK, 43 X 120” | 0 | Purchased Item | Active |  | 1 | 1 |  |  |  | Item | 12.165 | SFT | 100 | 1 | 12.165 | Date |  |  | 2024-09-30 15:41 |  | * | [6 empty] | 12.165 |  | 1 | 15 |  | 0 | 16 |  |  | * |  |  | None | *
4 | - MCYSC4-SMA-54697 | MCYSC4-SMA-54697 | 0 | Sub-assembly | Active |  | 8 | 1 |  |  |  | Item | 3 | EA | 100 | 1 | 3 | Date |  |  | 2024-09-30 15:41 |  | * | [6 empty] | 3 |  | 1 | 0 |  | 0 | 62 |  |  | * |  |  | None | *
5 | 75-NH-3816BPS | 3/8"-16 Distorted-Thread Flange Hex Locknut, Grade G, Black-Phosphate Steel, Mcmaster# 90949A031 | 0 | Purchased Item | Active |  | 1 | 1 |  |  |  | Item | 3 | EA | 100 | 1 | 9 | Date |  |  | 2024-09-30 15:41 |  | * | [6 empty] | 9 |  | 1 | 5 |  | 0 | 6 |  |  | * |  |  | None | *
5 | 76-RCAM-0100 | ROLLER CAM VH 2321S07-R01 #2321S07-R01 | 0 | Purchased Item | Active |  | 4 | 1 |  |  |  | Item | 1 | EA | 100 | 1 | 3 | Date |  |  | 2024-09-30 15:41 |  | * | [6 empty] | 3 |  | 1 | 40 |  | 0 | 41 |  |  | * |  |  | None | *
5 | 76-DOOR-P0003 | TINNERMAN NUT | 0 | Purchased Item | Active |  | 5 | 1 |  |  |  | Item | 1 | EA | 100 | 1 | 3 | Date |  |  | 2024-09-30 15:41 |  | * | [6 empty] | 3 |  | 1 | 30 |  | 0 | 31 |  |  | * |  |  | None | *
5 | 76-HANDLE-0110 | Inside Door Handle - Red Hand Grip #265076-50 | 0 | Purchased Item | Active |  | 7 | 1 |  |  |  | Item | 1 | EA | 100 | 1 | 3 | Date |  |  | 2024-09-30 15:41 |  | * | [6 empty] | 3 |  | 1 | 60 |  | 0 | 61 |  |  | * |  |  | None | *
5 | 76-ARM-2650 | Klimaflex Interlink Arm Allegis P/N 265079-10 | 0 | Purchased Item | Active |  | 9 | 1 |  |  |  | Item | 1 | EA | 100 | 1 | 3 | Date |  |  | 2024-09-30 15:41 |  | * | [6 empty] | 3 |  | 1 | 30 |  | 0 | 31 |  |  | * |  |  | None | *
5 | 76-HOUSING-S75 | KLIMAFLEX LATCH HOUSING 8MM SHAFT FOR 3"DOOR THICKNESS PN 265078-S75 | 0 | Finished Good - Buy | Active |  | 10 | 1 |  |  |  | Item | 1 | EA | 100 | 1 | 3 | Date |  |  | 2024-09-30 15:41 |  | * | [6 empty] | 3 |  | 1 | 40 |  | 0 | 41 |  |  | * |  |  | None | *
5 | 76-HANDLE-0100 | HANDLE STANDARD OUTSWING | 0 | Purchased Item | Active |  | 11 | 1 |  |  |  | Item | 1 | EA | 100 | 1 | 3 | Date |  |  | 2024-09-30 15:41 |  | * | [6 empty] | 3 |  | 1 | 60 |  | 0 | 61 |  |  | * |  |  | None | *
4 | - IP-60453 | 0.063 AL Solid coil 60 | A | Sub-assembly | Active |  | 9 | 1 |  |  |  | Item | 1 | EA | 100 | 1 | 1 | Date |  |  | 2024-09-30 15:41 |  | * | [6 empty] | 1 |  | 1 | 0.064923 |  | 0.064923 | 17.0649 |  |  | * |  |  | None | *
5 | 45-A03C063-60 | ALUMINUM,3003,.063",60" COIL | 0 | Purchased Item | Active |  | 1 | 1 |  |  |  | Item | 0.032 | SFT | 100 | 1 | 0.032 | Date |  |  | 2024-09-30 15:41 |  | * | [6 empty] | 0.032 |  | 1 | 15 |  | 0 | 16 |  |  | * |  |  | None | *
4 | 75-SCWH-14-34SS | 304 STAINLESS STEEL-TEK SCREW-1/4"-14 THREADS PER INCH X 3/4" LONG | 0 | Purchased Item | Active |  | 10 | 1 |  |  |  | Item | 2 | EA | 100 | 1 | 2 | Date |  |  | 2024-09-30 15:41 |  | * | [6 empty] | 2 |  | 1 | 20 |  | 0 | 21 |  |  | * |  |  | None | *
4 | - MCYS06-SVA-66271 | SUB ASSY VIRTUAL PARTS DOORS | 0 | Phantom item | Active |  | 11 | 1 |  |  |  | Item | 1 | EA | 100 | 1 | 1 | Date |  |  | 2024-09-30 15:41 |  | * | [6 empty] | 1 |  | 1 | 0 |  | 0 | 32 |  |  | * |  |  | None
5 | 85-ADH-3M-740G2 | 3M HYBRID SEALANT 740 (GRAY), 290ML. CASTRIDGE | 0 | Purchased Item | Active |  | 1 | 1 |  |  |  | Item | 1 | EA | 100 | 1 | 1 | Date |  |  | 2024-09-30 15:41 |  | * | [6 empty] | 1 |  | 1 | 30 |  | 0 | 31 |  |  | * |  |  | None | *
5 | 85-GASK-B273BT | SQUARE GASKET 0.5" X 0.38" WATER TIGHT RUBBER SEAL TRIM-LOK P/N: B273BT SINGLE | 0 | Purchased Item | Active |  | 2 | 1 |  |  |  | Item | 35 | FT | 100 | 1 | 35 | Date |  |  | 2024-09-30 15:41 |  | * | [6 empty] | 35 |  | 1 | 5 |  | 0 | 6 |  |  | * |  |  | None | *
5 | 85-ADH-3M-550G | 3M POLYURETHANE ADHESIVE SEALANT 550 FAST CURE GRAY, 10.5 OZ CASTRIDGE | 0 | Purchased Item | Active |  | 3 | 1 |  |  |  | Item | 1 | EA | 100 | 1 | 1 | Date |  |  | 2024-09-30 15:41 |  | * | [6 empty] | 1 |  | 1 | 30 |  | 0 | 31 |  |  | * |  |  | None | *
3 | - MCYS06-SMA-66221 | LABELS DOOR 5 - SUB ASSY | 0 | Sub-assembly | Active |  | 5 | 1 |  |  |  | Item | 1 | EA | 100 | 1 | 1 | Date |  |  | 2024-09-30 15:41 |  | * | [6 empty] | 1 |  | 1 | 0 |  | 0 | 127 |  |  | * |  |  | None | *
4 | 75-BR-146325A | 1/4" DIAMETER, 0.0630"-0.25" MATERIAL THICKNESS, ALUMINUM BLIND RIVET WITH ALUMINUM MANDREL MCMASTER# 97447A651 | 0 | Purchased Item | Active |  | 1 | 1 |  |  |  | Item | 2 | EA | 100 | 1 | 2 | Date |  |  | 2024-09-30 15:41 |  | * | [6 empty] | 2 |  | 1 | 125 |  | 0 | 126 |  |  | * |  |  | None | *
4 | - IP-57846 | ROWMARK ULTRA-MATTES BLACK/WHITE 1/8" ENGRAVING PLASTIC # 342402 | 0 | Sub-assembly | Active |  | 2 | 1 |  |  |  | Item | 1 | EA | 100 | 1 | 1 | Date |  |  | 2024-09-30 15:41 |  | * | [6 empty] | 1 |  | 1 | 0 |  | 0 | 7 |  |  | * |  |  | None | *
5 | 10-HOAL-SS0112 | ROWMARK ULTRA-MATTES BLACK/WHITE 1/8" ENGRAVING PLASTIC # 342402 | 0 | Purchased Item | Active |  | 1 | 1 |  |  |  | Item | 0.1125 | SFT | 100 | 1 | 0.1125 | Date |  |  | 2024-09-30 15:41 |  | * | [6 empty] | 0.1125 |  | 1 | 5 |  | 0 | 6 |  |  | * |  |  | None | *
4 | - IP-57853 | ROWMARK ULTRA-MATTES BLACK/WHITE 1/8" ENGRAVING PLASTIC # 342402 | 0 | Sub-assembly | Active |  | 4 | 1 |  |  |  | Item | 1 | EA | 100 | 1 | 1 | Date |  |  | 2024-09-30 15:41 |  | * | [6 empty] | 1 |  | 1 | 0 |  | 0 | 7 |  |  | * |  |  | None | *
5 | 10-HOAL-SS0112 | ROWMARK ULTRA-MATTES BLACK/WHITE 1/8" ENGRAVING PLASTIC # 342402 | 0 | Purchased Item | Active |  | 1 | 1 |  |  |  | Item | 0.1125 | SFT | 100 | 1 | 0.1125 | Date |  |  | 2024-09-30 15:41 |  | * | [6 empty] | 0.1125 |  | 1 | 5 |  | 0 | 6 |  |  | * |  |  | None | *
4 | 10017317P1 | LABEL WARNING DOOR UNDER PRESS | 0 | Purchased Item | Active |  | 5 | 1 |  |  |  | Item | 1 | EA | 100 | 1 | 1 | Date |  |  | 2024-10-12 |  | * | [6 empty] | 1 |  | 1 | 35 |  | 0 | 36 |  |  | * |  |  | None | *
3 | - IP-60381 | 16ga SS 304L Solid coil 60 | L | Sub-assembly | Active |  | 6 | 1 |  |  |  | Item | 1 | EA | 100 | 1 | 1 | Date |  |  | 2024-09-30 15:41 |  | * | [6 empty] | 1 |  | 1 | 0.064923 |  | 0.064923 | 12.0649 |  |  | * |  |  | None | *
4 | 45-304L-C0110 | STEEL,304-L S/S,16 GA,60" COIL | 0 | Purchased Item | Active |  | 1 | 1 |  |  |  | Item | 2.3009 | SFT | 100 | 1 | 2.3009 | Date |  |  | 2024-09-30 15:41 |  | * | [6 empty] | 2.3009 |  | 1 | 10 |  | 0 | 11 |  |  | * |  |  | None | *
4 | IP-60381_DOC | 16ga SS 304L Solid coil 60 | 0 | Reference Item - Document Management | Active |  | 99999 | 1 |  |  |  | Item | 1 | EA | 100 | 1 | 1 | Date |  |  | 2024-09-30 15:41 |  | * | [6 empty] | 1 |  | 1 |  |  | 0 | 0 | [5 empty] | None
3 | - IP-57641 | C-RG-61, MATERIAL: 16 GA JKT | A | Sub-assembly | Active |  | 7 | 1 |  |  |  | Item | 1 | EA | 100 | 1 | 1 | Date |  |  | 2024-09-30 15:41 |  | * | [6 empty] | 1 |  | 1 | 0.064923 |  | 0.064923 | 17.0649 |  |  | * |  |  | None | *
4 | 45-GALC-0225 | STEEL,JKT,A60,16 GA,60" COIL | 0 | Purchased Item | Active |  | 1 | 1 |  |  |  | Item | 0.822 | SFT | 100 | 1 | 0.822 | Date |  |  | 2024-09-30 15:41 |  | * | [6 empty] | 0.822 |  | 1 | 15 |  | 0 | 16 |  |  | * |  |  | None | *
3 | - MCYSC4-SMA-54723 | DOOR STOP - LEFT JKT 1 | 0 | Sub-assembly | Active |  | 8 | 1 |  |  |  | Item | 1 | EA | 100 | 1 | 1 | Date |  |  | 2024-09-30 15:41 |  | * | [6 empty] | 1 |  | 1 | 0 |  | 0.064923 | 22 |  |  | * |  |  | None | *
4 | 75-RB-11438 | RUBBER BUMPER, RED, 1-1/4" DIA. X 1-1/4” HGT., 3/8"-16 THREADED HOLE, SHORE 85A, MCMASTER 9546K51 | 0 | Purchased Item | Active |  | 1 | 1 |  |  |  | Item | 1 | EA | 100 | 1 | 1 | Date |  |  | 2024-09-30 15:41 |  | * | [6 empty] | 1 |  | 1 | 5 |  | 0 | 6 |  |  | * |  |  | None | *
4 | 75-SCWH-14-114 | 1/4-14x1 1/4" SELF DRILL S.H.W PL | 0 | Purchased Item | Active |  | 2 | 1 |  |  |  | Item | 2 | EA | 100 | 1 | 2 | Date |  |  | 2024-09-30 15:41 |  | * | [6 empty] | 2 |  | 1 | 20 |  | 0 | 21 |  |  | * |  |  | None | *
4 | - IP-54719 | 16ga GA Jkt coil 60 | A | Sub-assembly | Active |  | 3 | 1 |  |  |  | Item | 1 | EA | 100 | 1 | 1 | Date |  |  | 2024-09-30 15:41 |  | * | [6 empty] | 1 |  | 1 | 0.064923 |  | 0.064923 | 17.0649 |  |  | * |  |  | None | *
5 | 45-GALV-0130 | STEEL,JKT,A60,12GA,60X120 | 0 | Purchased Item | Active |  | 100009 | 1 |  |  |  | Item | 0.025 | SFT | 100 | 1 | 0.025 | Date |  |  | 2024-10-15 09:58 |  | * |  |  | WIP_APU-1 |  |  |  | 0.025 |  | 1 | 15 |  | 0 | 16 |  |  | * |  |  | None | *
4 | 75-W-38-LOCK-P | Zinc Plated-Lock Washer-3/8" | 0 | Purchased Item | Active |  | 4 | 1 |  |  |  | Item | 1 | EA | 100 | 1 | 1 | Date |  |  | 2024-09-30 15:41 |  | * | [6 empty] | 1 |  | 1 | 20 |  | 0 | 21 |  |  | * |  |  | None | *
4 | 75-BH-381634-P | 3/8-16X3/4-HEX/BOLT-PLT-G5 | 0 | Purchased Item | Active |  | 5 | 1 |  |  |  | Item | 1 | EA | 100 | 1 | 1 | Date |  |  | 2024-09-30 15:41 |  | * | [6 empty] | 1 |  | 1 | 5 |  | 0 | 6 |  |  | * |  |  | None | *
4 | 75-W-38-FLAT-P | Zinc Plated-Flat Washer-3/8" | 0 | Purchased Item | Active |  | 6 | 1 |  |  |  | Item | 1 | EA | 100 | 1 | 1 | Date |  |  | 2024-09-30 15:41 |  | * | [6 empty] | 1 |  | 1 | 15 |  | 0 | 16 |  |  | * |  |  | None | *
2 | - MCYS06-SMA-66210 | MOTOR RAIL 2 ASSY EBS | 0 | Sub-assembly | Active |  | 7 | 1 |  |  |  | Item | 1 | EA | 100 | 1 | 1 | Date |  |  | 2024-09-30 15:41 |  | * | [6 empty] | 1 |  | 1 | 0 |  | 1.7475 | 62 |  |  | * |  |  | None | *
3 | - IP-60337 | 16ga SS 304L Solid coil 60 | 0 | Sub-assembly | Active |  | 1 | 1 |  |  |  | Item | 2 | EA | 100 | 1 | 2 | Date |  |  | 2024-09-30 15:41 |  | * | [6 empty] | 2 |  | 1 | 0.064923 |  | 0.064923 | 12.0649 |  |  | * |  |  | None | *
4 | 45-304L-C0110 | STEEL,304-L S/S,16 GA,60" COIL | 0 | Purchased Item | Active |  | 1 | 1 |  |  |  | Item | 3.472 | SFT | 100 | 1 | 6.944 | Date |  |  | 2024-09-30 15:41 |  | * | [6 empty] | 6.944 |  | 1 | 10 |  | 0 | 11 |  |  | * |  |  | None | *
4 | IP-60337_DOC | 16ga SS 304L Solid coil 60 | 0 | Reference Item - Document Management | Active |  | 99999 | 1 |  |  |  | Item | 1 | EA | 100 | 1 | 2 | Date |  |  | 2024-09-30 15:41 |  | * | [6 empty] | 2 |  | 1 |  |  | 0 | 0 | [5 empty] | None
3 | - MCYS06-SMA-66211 | MOTOR RAIL 2 - SUB ASSY | B | Sub-assembly | Active |  | 2 | 1 |  |  |  | Item | 1 | EA | 100 | 1 | 1 | Date |  |  | 2024-09-30 15:41 |  | * | [6 empty] | 1 |  | 1 | 1.7475 |  | 1.7475 | 43.7475 |  |  | * |  |  | None | *
4 | 75-NH-3816-SS | 304 STAINLESS STEEL-HEX NUT-3/8"-16 THREADS PER INCH | 0 | Purchased Item | Active |  | 1 | 1 |  |  |  | Item | 4 | EA | 100 | 1 | 4 | Date |  |  | 2024-09-30 15:41 |  | * | [6 empty] | 4 |  | 1 | 5 |  | 0 | 6 |  |  | * |  |  | None | *
4 | - IP-54987 | 72x120 1/4 HOT ROLLED STEEL | 0 | Sub-assembly | Active |  | 2 | 1 |  |  |  | Item | 1 | EA | 100 | 1 | 1 | Date |  |  | 2024-09-30 15:41 |  | * | [6 empty] | 1 |  | 1 | 0 |  | 0 | 22 |  |  | * |  |  | None | *
5 | 45-HOTR-0250 | 72X120 1/4 HOT ROLLED STEEL | 0 | Purchased Item | Active |  | 1 | 1 |  |  |  | Item | 0.111 | SFT | 100 | 1 | 0.111 | Date |  |  | 2024-09-30 15:41 |  | * | [6 empty] | 0.111 |  | 1 | 20 |  | 0 | 21 |  |  | * |  |  | None | *
5 | IP-54987_DOC | 72x120 1/4 HOT ROLLED STEEL | 0 | Reference Item - Document Management | Active |  | 99999 | 1 |  |  |  | Item | 1 | EA | 100 | 1 | 1 | Date |  |  | 2024-09-30 15:41 |  | * | [6 empty] | 1 |  | 1 |  |  | 0 | 0 | [5 empty] | None
4 | - IP-54986 | Structural Angle-Black Steel-3.0- in.W x 03.00 in.H x 0.250 in.T | 0 | Sub-assembly | Active |  | 3 | 1 |  |  |  | Item | 2 | EA | 100 | 1 | 2 | Date |  |  | 2024-09-30 15:41 |  | * | [6 empty] | 2 |  | 1 | 0 |  | 0 | 17 |  |  | * |  |  | None | *
5 | 40-AN-3314 | Structural Angle-Black Steel-3.0- in.W x 03.00 in.H x 0.250 in.T | 0 | Purchased Item | Active |  | 1 | 1 |  |  |  | Item | 0.292 | FT | 100 | 1 | 0.584 | Date |  |  | 2024-09-30 15:41 |  | * | [6 empty] | 0.584 |  | 1 | 15 |  | 0 | 16 |  |  | * |  |  | None | *
5 | IP-54986_DOC | Structural Angle-Black Steel-3.0- in.W x 03.00 in.H x 0.250 in.T | 0 | Reference Item - Document Management | Active |  | 99999 | 1 |  |  |  | Item | 1 | EA | 100 | 1 | 2 | Date |  |  | 2024-09-30 15:41 |  | * | [6 empty] | 2 |  | 1 |  |  | 0 | 0 | [5 empty] | None
4 | 75-BH-3816112-S | 304 STAINLESS STEEL-STANDARD HEX BOLT-3/8"-16 THREADS PER INCH X 1-1/2" LONG FULL THREAD | 0 | Purchased Item | Active |  | 4 | 1 |  |  |  | Item | 4 | EA | 100 | 1 | 4 | Date |  |  | 2024-09-30 15:41 |  | * | [6 empty] | 4 |  | 1 | 5 |  | 0 | 6 |  |  | * |  |  | None | *
4 | - IP-54988 | 72x120 1/4 HOT ROLLED STEEL | 0 | Sub-assembly | Active |  | 5 | 1 |  |  |  | Item | 1 | EA | 100 | 1 | 1 | Date |  |  | 2024-09-30 15:41 |  | * | [6 empty] | 1 |  | 1 | 0 |  | 0 | 22 |  |  | * |  |  | None | *
5 | 45-HOTR-0250 | 72X120 1/4 HOT ROLLED STEEL | 0 | Purchased Item | Active |  | 1 | 1 |  |  |  | Item | 0.056 | SFT | 100 | 1 | 0.056 | Date |  |  | 2024-09-30 15:41 |  | * | [6 empty] | 0.056 |  | 1 | 20 |  | 0 | 21 |  |  | * |  |  | None | *
5 | IP-54988_DOC | 72x120 1/4 HOT ROLLED STEEL | 0 | Reference Item - Document Management | Active |  | 99999 | 1 |  |  |  | Item | 1 | EA | 100 | 1 | 1 | Date |  |  | 2024-09-30 15:41 |  | * | [6 empty] | 1 |  | 1 |  |  | 0 | 0 | [5 empty] | None
4 | - IP-54983 | Structural S I-Beam-Black Steel-A36-7.7lbs. x 04in. high | 0 | Sub-assembly | Active |  | 6 | 1 |  |  |  | Item | 1 | EA | 100 | 1 | 1 | Date |  |  | 2024-09-30 15:41 |  | * | [6 empty] | 1 |  | 1 | 0 |  | 0 | 21 |  |  | * |  |  | None | *
5 | 40-IBEAM-0200 | STRUCTURAL S I-BEAM-BLACK STEEL-A36-7.7LBS. X 04IN. HIGH | 0 | Purchased Item | Active |  | 1 | 1 |  |  |  | Item | 5.707 | FT | 100 | 1 | 5.707 | Date |  |  | 2024-09-30 15:41 |  | * | [6 empty] | 5.707 |  | 1 | 15 |  | 0 | 16 |  |  | * |  |  | None | *
5 | IP-54983_DOC | Structural S I-Beam-Black Steel-A36-7.7lbs. x 04in. high | 0 | Reference Item - Document Management | Active |  | 99999 | 1 |  |  |  | Item | 1 | EA | 100 | 1 | 1 | Date |  |  | 2024-09-30 15:41 |  | * | [6 empty] | 1 |  | 1 | 20 |  | 0 | 20 | [5 empty] | None
4 | 75-W-38-FLAT-SS | 304 STAINLESS STEEL-FLAT WASHER-3/8" | 0 | Purchased Item | Active |  | 7 | 1 |  |  |  | Item | 8 | EA | 100 | 1 | 8 | Date |  |  | 2024-09-30 15:41 |  | * | [6 empty] | 8 |  | 1 | 40 |  | 0 | 41 |  |  | * |  |  | None | *
4 | - IP-54982 | TUBE 2 x 2 x .250, 40ft LONG. | 0 | Sub-assembly | Active |  | 8 | 1 |  |  |  | Item | 1 | EA | 100 | 1 | 1 | Date |  |  | 2024-09-30 15:41 |  | * | [6 empty] | 1 |  | 1 | 0 |  | 0 | 17 |  |  | * |  |  | None | *
5 | 40-TUBE-2214 | TUBE 2 X 2 X .250, 40FT LONG. | 0 | Purchased Item | Active |  | 1 | 1 |  |  |  | Item | 10.3542 | FT | 100 | 1 | 10.3542 | Date |  |  | 2024-09-30 15:41 |  | * | [6 empty] | 10.3542 |  | 1 | 15 |  | 0 | 16 |  |  | * |  |  | None | *
5 | IP-54982_DOC | TUBE 2 x 2 x .250, 40ft LONG. | 0 | Reference Item - Document Management | Active |  | 99999 | 1 |  |  |  | Item | 1 | EA | 100 | 1 | 1 | Date |  |  | 2024-09-30 15:41 |  | * | [6 empty] | 1 |  | 1 |  |  | 0 | 0 | [5 empty] | None
4 | - IP-54985 | 72x120 1/4 HOT ROLLED STEEL | 0 | Sub-assembly | Active |  | 9 | 1 |  |  |  | Item | 1 | EA | 100 | 1 | 1 | Date |  |  | 2024-09-30 15:41 |  | * | [6 empty] | 1 |  | 1 | 0 |  | 0 | 22 |  |  | * |  |  | None | *
5 | 45-HOTR-0250 | 72X120 1/4 HOT ROLLED STEEL | 0 | Purchased Item | Active |  | 1 | 1 |  |  |  | Item | 0.111 | SFT | 100 | 1 | 0.111 | Date |  |  | 2024-09-30 15:41 |  | * | [6 empty] | 0.111 |  | 1 | 20 |  | 0 | 21 |  |  | * |  |  | None | *
5 | IP-54985_DOC | 72x120 1/4 HOT ROLLED STEEL | 0 | Reference Item - Document Management | Active |  | 99999 | 1 |  |  |  | Item | 1 | EA | 100 | 1 | 1 | Date |  |  | 2024-09-30 15:41 |  | * | [6 empty] | 1 |  | 1 |  |  | 0 | 0 | [5 empty] | None
4 | - IP-54984 | STL,TUBE,A36, 4 x 2 x 1/4" piece 40 ft long | 0 | Sub-assembly | Active |  | 10 | 1 |  |  |  | Item | 1 | EA | 100 | 1 | 1 | Date |  |  | 2024-09-30 15:41 |  | * | [6 empty] | 1 |  | 1 | 0 |  | 0 | 17 |  |  | * |  |  | None | *
5 | 40-TUBE-A32414 | STL,TUBE,A36, 4 X 2 X 1/4" PIECE 40 FT LONG | 0 | Purchased Item | Active |  | 1 | 1 |  |  |  | Item | 10.3542 | FT | 100 | 1 | 10.3542 | Date |  |  | 2024-09-30 15:41 |  | * | [6 empty] | 10.3542 |  | 1 | 15 |  | 0 | 16 |  |  | * |  |  | None | *
5 | IP-54984_DOC | STL,TUBE,A36, 4 x 2 x 1/4" piece 40 ft long | 0 | Reference Item - Document Management | Active |  | 99999 | 1 |  |  |  | Item | 1 | EA | 100 | 1 | 1 | Date |  |  | 2024-09-30 15:41 |  | * | [6 empty] | 1 |  | 1 |  |  | 0 | 0 | [5 empty] | None
4 | 75-W-38-LOCK-SS | 304 STAINLESS STEEL-LOCK WASHER-3/8" | 0 | Purchased Item | Active |  | 11 | 1 |  |  |  | Item | 4 | EA | 100 | 1 | 4 | Date |  |  | 2024-09-30 15:41 |  | * | [6 empty] | 4 |  | 1 | 20 |  | 0 | 21 |  |  | * |  |  | None | *
4 | - IP-54981 | CHANNEL C4x5.4 | 0 | Sub-assembly | Active |  | 12 | 1 |  |  |  | Item | 1 | EA | 100 | 1 | 1 | Date |  |  | 2024-09-30 15:41 |  | * | [6 empty] | 1 |  | 1 | 0 |  | 0 | 17 |  |  | * |  |  | None | *
5 | 40-CHAN-0120 | CHANNEL C4x5.4 | 0 | Purchased Item | Active |  | 1 | 1 |  |  |  | Item | 2.6771 | FT | 100 | 1 | 2.6771 | Date |  |  | 2024-09-30 15:41 |  | * | [6 empty] | 2.6771 |  | 1 | 15 |  | 0 | 16 |  |  | * |  |  | None | *
5 | IP-54981_DOC | CHANNEL C4x5.4 | 0 | Reference Item - Document Management | Active |  | 99999 | 1 |  |  |  | Item | 1 | EA | 100 | 1 | 1 | Date |  |  | 2024-09-30 15:41 |  | * | [6 empty] | 1 |  | 1 |  |  | 0 | 0 | [5 empty] | None
3 | 75-SCRW-S142034 | SCREW 1 4 X 20 X 3-4 | 0 | Purchased Item | Active |  | 3 | 1 |  |  |  | Item | 36 | EA | 100 | 1 | 36 | Date |  |  | 2024-09-30 15:41 |  | * | [6 empty] | 36 |  | 1 | 60 |  | 0 | 61 |  |  | * |  |  | None | *
3 | - IP-60338 | 16ga SS 304L Solid coil 60 | 0 | Sub-assembly | Active |  | 4 | 1 |  |  |  | Item | 2 | EA | 100 | 1 | 2 | Date |  |  | 2024-09-30 15:41 |  | * | [6 empty] | 2 |  | 1 | 0.064923 |  | 0.064923 | 12.0649 |  |  | * |  |  | None | *
4 | 45-304L-C0110 | STEEL,304-L S/S,16 GA,60" COIL | 0 | Purchased Item | Active |  | 1 | 1 |  |  |  | Item | 3.906 | SFT | 100 | 1 | 7.812 | Date |  |  | 2024-09-30 15:41 |  | * | [6 empty] | 7.812 |  | 1 | 10 |  | 0 | 11 |  |  | * |  |  | None | *
4 | IP-60338_DOC | 16ga SS 304L Solid coil 60 | 0 | Reference Item - Document Management | Active |  | 99999 | 1 |  |  |  | Item | 1 | EA | 100 | 1 | 2 | Date |  |  | 2024-09-30 15:41 |  | * | [6 empty] | 2 |  | 1 |  |  | 0 | 0 | [5 empty] | None
3 | 75-BH-3816112-S | 304 STAINLESS STEEL-STANDARD HEX BOLT-3/8"-16 THREADS PER INCH X 1-1/2" LONG FULL THREAD | 0 | Purchased Item | Active |  | 5 | 1 |  |  |  | Item | 4 | EA | 100 | 1 | 4 | Date |  |  | 2024-09-30 15:41 |  | * | [6 empty] | 4 |  | 1 | 5 |  | 0 | 6 |  |  | * |  |  | None | *
3 | 75-SCWH-14-114S | 1/4-14X1 1/4"S.DRILL HEAX HEAD 410SS | 0 | Purchased Item | Active |  | 6 | 1 |  |  |  | Item | 6 | EA | 100 | 1 | 6 | Date |  |  | 2024-09-30 15:41 |  | * | [6 empty] | 6 |  | 1 | 20 |  | 0 | 21 |  |  | * |  |  | None | *
3 | 75-W-38-FLAT-SS | 304 STAINLESS STEEL-FLAT WASHER-3/8" | 0 | Purchased Item | Active |  | 7 | 1 |  |  |  | Item | 4 | EA | 100 | 1 | 4 | Date |  |  | 2024-09-30 15:41 |  | * | [6 empty] | 4 |  | 1 | 40 |  | 0 | 41 |  |  | * |  |  | None | *
3 | 75-SCWR-818-34S | SELF DRILLING SCREW 8-18,3/4" LENGTH, 410 STAINLESS STEEL PAN HEAD PHILLIPS, PART NO. 0128165 | 0 | Purchased Item | Active |  | 8 | 1 |  |  |  | Item | 42 | EA | 100 | 1 | 42 | Date |  |  | 2024-09-30 15:41 |  | * | [6 empty] | 42 |  | 1 | 20 |  | 0 | 21 |  |  | * |  |  | None | *
3 | 75-W-38-LOCK-SS | 304 STAINLESS STEEL-LOCK WASHER-3/8" | 0 | Purchased Item | Active |  | 9 | 1 |  |  |  | Item | 4 | EA | 100 | 1 | 4 | Date |  |  | 2024-09-30 15:41 |  | * | [6 empty] | 4 |  | 1 | 20 |  | 0 | 21 |  |  | * |  |  | None | *
3 | - IP-60342 | 16ga SS 304L Solid coil 60 | 0 | Sub-assembly | Active |  | 10 | 1 |  |  |  | Item | 1 | EA | 100 | 1 | 1 | Date |  |  | 2024-09-30 15:41 |  | * | [6 empty] | 1 |  | 1 | 0.064923 |  | 0.064923 | 12.0649 |  |  | * |  |  | None | *
4 | 45-304L-C0110 | STEEL,304-L S/S,16 GA,60" COIL | 0 | Purchased Item | Active |  | 1 | 1 |  |  |  | Item | 0.797 | SFT | 100 | 1 | 0.797 | Date |  |  | 2024-09-30 15:41 |  | * | [6 empty] | 0.797 |  | 1 | 10 |  | 0 | 11 |  |  | * |  |  | None | *
4 | IP-60342_DOC | 16ga SS 304L Solid coil 60 | 0 | Reference Item - Document Management | Active |  | 24 | 1 |  |  |  | Item | 1 | EA | 100 | 1 | 1 | Date |  |  | 2024-09-30 15:41 |  | * | [6 empty] | 1 |  | 1 |  |  | 0 | 0 | [5 empty] | None
2 | - MCYS06-SMA-66133 | F DOOR DOUBLE SUB ASSY 1 | 0 | Sub-assembly | Active |  | 8 | 1 |  |  |  | Item | 1 | EA | 100 | 1 | 1 | Date |  |  | 2024-09-30 15:41 |  | * | [6 empty] | 1 |  | 1 | 0 |  | 2.9486 | 128 |  |  | * |  |  | None | *
3 | - IP-59298 | 16ga GA Brt coil 60 | L | Sub-assembly | Active |  | 1 | 1 |  |  |  | Item | 1 | EA | 100 | 1 | 1 | Date |  |  | 2024-09-30 15:41 |  | * | [6 empty] | 1 |  | 1 | 0.064923 |  | 0.064923 | 31.0649 |  |  | * |  |  | None | *
4 | 45-304L-C0110 | STEEL,304-L S/S,16 GA,60" COIL | 0 | Purchased Item | Active |  | 1 | 1 |  |  |  | Item | 2.7851 | SFT | 100 | 1 | 2.7851 | Date |  |  | 2024-09-30 15:41 |  | * | [6 empty] | 2.7851 |  | 1 | 10 |  | 0 | 11 |  |  | * |  |  | None | *
4 | IP-59298_DOC | 16ga GA Brt coil 60 | 0 | Reference Item - Document Management | Active |  | 11 | 1 |  |  |  | Item | 1 | EA | 100 | 1 | 1 | Date |  |  | 2024-09-30 15:41 |  | * | [6 empty] | 1 |  | 1 | 30 |  | 0 | 30 | [5 empty] | None
3 | - IP-59353 | 16ga GA Jkt coil 60 | L | Sub-assembly | Active |  | 2 | 1 |  |  |  | Item | 2 | EA | 100 | 1 | 2 | Date |  |  | 2024-09-30 15:41 |  | * | [6 empty] | 2 |  | 1 | 0.064923 |  | 0.064923 | 17.0649 |  |  | * |  |  | None | *
4 | 45-GALC-0225 | STEEL,JKT,A60,16 GA,60" COIL | 0 | Purchased Item | Active |  | 1 | 1 |  |  |  | Item | 2.4718 | SFT | 100 | 1 | 4.9436 | Date |  |  | 2024-09-30 15:41 |  | * | [6 empty] | 4.9436 |  | 1 | 15 |  | 0 | 16 |  |  | * |  |  | None | *
4 | IP-59353_DOC | 16ga GA Jkt coil 60 | 0 | Reference Item - Document Management | Active |  | 17 | 1 |  |  |  | Item | 1 | EA | 100 | 1 | 2 | Date |  |  | 2024-09-30 15:41 |  | * | [6 empty] | 2 |  | 1 |  |  | 0 | 0 | [5 empty] | None
3 | - IP-59352 | 16ga GA Jkt coil 60 | L | Sub-assembly | Active |  | 3 | 1 |  |  |  | Item | 2 | EA | 100 | 1 | 2 | Date |  |  | 2024-09-30 15:41 |  | * | [6 empty] | 2 |  | 1 | 0.064923 |  | 0.064923 | 21.0649 |  |  | * |  |  | None | *
4 | 45-GALC-0225 | STEEL,JKT,A60,16 GA,60" COIL | 0 | Purchased Item | Active |  | 1 | 1 |  |  |  | Item | 1.6623 | SFT | 100 | 1 | 3.3246 | Date |  |  | 2024-09-30 15:41 |  | * | [6 empty] | 3.3246 |  | 1 | 15 |  | 0 | 16 |  |  | * |  |  | None | *
4 | IP-59352_DOC | 16ga GA Jkt coil 60 | 0 | Reference Item - Document Management | Active |  | 16 | 1 |  |  |  | Item | 1 | EA | 100 | 1 | 2 | Date |  |  | 2024-09-30 15:41 |  | * | [6 empty] | 2 |  | 1 | 20 |  | 0 | 20 | [5 empty] | None
3 | - IP-59297 | 16ga GA Brt coil 60 | L | Sub-assembly | Active |  | 4 | 1 |  |  |  | Item | 1 | EA | 100 | 1 | 1 | Date |  |  | 2024-09-30 15:41 |  | * | [6 empty] | 1 |  | 1 | 0.064923 |  | 0.064923 | 12.0649 |  |  | * |  |  | None | *
4 | 45-304L-C0110 | STEEL,304-L S/S,16 GA,60" COIL | 0 | Purchased Item | Active |  | 1 | 1 |  |  |  | Item | 3.1015 | SFT | 100 | 1 | 3.1015 | Date |  |  | 2024-09-30 15:41 |  | * | [6 empty] | 3.1015 |  | 1 | 10 |  | 0 | 11 |  |  | * |  |  | None | *
4 | IP-59297_DOC | 16ga GA Brt coil 60 | 0 | Reference Item - Document Management | Active |  | 10 | 1 |  |  |  | Item | 1 | EA | 100 | 1 | 1 | Date |  |  | 2024-09-30 15:41 |  | * | [6 empty] | 1 |  | 1 |  |  | 0 | 0 | [5 empty] | None
3 | - IP-59296 | 16ga GA Brt coil 60 | L | Sub-assembly | Active |  | 5 | 1 |  |  |  | Item | 2 | EA | 100 | 1 | 2 | Date |  |  | 2024-09-30 15:41 |  | * | [6 empty] | 2 |  | 1 | 0.064923 |  | 0.064923 | 12.0649 |  |  | * |  |  | None | *
4 | 45-304L-C0110 | STEEL,304-L S/S,16 GA,60" COIL | 0 | Purchased Item | Active |  | 1 | 1 |  |  |  | Item | 1.6661 | SFT | 100 | 1 | 3.3321 | Date |  |  | 2024-09-30 15:41 |  | * | [6 empty] | 3.3321 |  | 1 | 10 |  | 0 | 11 |  |  | * |  |  | None | *
4 | IP-59296_DOC | 16ga GA Brt coil 60 | 0 | Reference Item - Document Management | Active |  | 9 | 1 |  |  |  | Item | 1 | EA | 100 | 1 | 2 | Date |  |  | 2024-09-30 15:41 |  | * | [6 empty] | 2 |  | 1 |  |  | 0 | 0 | [5 empty] | None
3 | - MCYS06-SMA-66222 | LABELS DOOR F DOUBLE 1 - SUB ASSY | 0 | Sub-assembly | Active |  | 6 | 1 |  |  |  | Item | 1 | EA | 100 | 1 | 1 | Date |  |  | 2024-09-30 15:41 |  | * | [6 empty] | 1 |  | 1 | 0 |  | 0 | 127 |  |  | * |  |  | None | *
4 | 75-BR-146325A | 1/4" DIAMETER, 0.0630"-0.25" MATERIAL THICKNESS, ALUMINUM BLIND RIVET WITH ALUMINUM MANDREL MCMASTER# 97447A651 | 0 | Purchased Item | Active |  | 1 | 1 |  |  |  | Item | 2 | EA | 100 | 1 | 2 | Date |  |  | 2024-09-30 15:41 |  | * | [6 empty] | 2 |  | 1 | 125 |  | 0 | 126 |  |  | * |  |  | None | *
4 | - IP-57847 | ROWMARK ULTRA-MATTES BLACK/WHITE 1/8" ENGRAVING PLASTIC # 342402 | 0 | Sub-assembly | Active |  | 2 | 1 |  |  |  | Item | 1 | EA | 100 | 1 | 1 | Date |  |  | 2024-09-30 15:41 |  | * | [6 empty] | 1 |  | 1 | 0 |  | 0 | 7 |  |  | * |  |  | None | *
5 | 10-HOAL-SS0112 | ROWMARK ULTRA-MATTES BLACK/WHITE 1/8" ENGRAVING PLASTIC # 342402 | 0 | Purchased Item | Active |  | 1 | 1 |  |  |  | Item | 0.1125 | SFT | 100 | 1 | 0.1125 | Date |  |  | 2024-09-30 15:41 |  | * | [6 empty] | 0.1125 |  | 1 | 5 |  | 0 | 6 |  |  | * |  |  | None | *
4 | - IP-57854 | ROWMARK ULTRA-MATTES BLACK/WHITE 1/8" ENGRAVING PLASTIC # 342402 | 0 | Sub-assembly | Active |  | 3 | 1 |  |  |  | Item | 1 | EA | 100 | 1 | 1 | Date |  |  | 2024-09-30 15:41 |  | * | [6 empty] | 1 |  | 1 | 0 |  | 0 | 7 |  |  | * |  |  | None | *
5 | 10-HOAL-SS0112 | ROWMARK ULTRA-MATTES BLACK/WHITE 1/8" ENGRAVING PLASTIC # 342402 | 0 | Purchased Item | Active |  | 1 | 1 |  |  |  | Item | 0.1125 | SFT | 100 | 1 | 0.1125 | Date |  |  | 2024-09-30 15:41 |  | * | [6 empty] | 0.1125 |  | 1 | 5 |  | 0 | 6 |  |  | * |  |  | None | *
4 | - 194552P4 | LABEL HIGH SCCR WARNING | 3 | Purchased Item | Active |  | 4 | 1 |  |  |  | Item | 1 | EA | 100 | 1 | 1 | Date |  |  | 2024-10-12 |  | * | [6 empty] | 1 |  | 1 | 5 |  | 0 | 6 |  |  | * |  |  | None | *
5 | 168187 | PRE-PRINTED LABEL SPEC | 0 | Reference Item - Document Management | Active |  | 1 | 1 |  |  |  | Item | 0 | REF | 100 | 1 | 0 | Date |  |  | 2024-10-12 |  | * | CCO-80534 | [5 empty] | 0 |  | 1 | 5 |  | 0 | 5 | [5 empty] | None
5 | 194552 | LABELS FOR SCCR | _10 | Reference Item - Document Management | Active |  | 99999 | 1 |  |  |  | Item | 0 | EA | 100 | 1 | 0 | Date |  |  | 2024-10-12 |  | * | [6 empty] | 0 |  | 1 | 0 |  | 0 | 0 | [5 empty] | None
4 | - 1A12743P2 | WARN RISK ELEC SHOCK/ARC FLASH | 0 | Purchased Item | Active |  | 5 | 1 |  |  |  | Item | 1 | EA | 100 | 1 | 1 | Date |  |  | 2024-10-12 |  | * | [6 empty] | 1 |  | 1 | 5 |  | 0 | 6 |  |  | * |  |  | None | *
5 | 168187 | PRE-PRINTED LABEL SPEC | 0 | Reference Item - Document Management | Active |  | 1 | 1 |  |  |  | Item | 0 | REF | 100 | 1 | 0 | Date |  |  | 2024-10-12 |  | * | [6 empty] | 0 |  | 1 | 5 |  | 0 | 5 | [5 empty] | None
5 | 112743 | LABEL WARNING RISK ELEC SHOCK | 0 | Reference Item - Document Management | Active |  | 99999 | 1 |  |  |  | Item | 0 | EA | 100 | 1 | 0 | Date |  |  | 2024-10-12 |  | * | [6 empty] | 0 |  | 1 | 5 |  | 0 | 5 | [5 empty] | None
3 | - MCYS06-SMA-66150 | DOOR F DOUBLE 1 - SUB ASSY | E | Sub-assembly | Active |  | 7 | 1 |  |  |  | Item | 1 | EA | 100 | 1 | 1 | Date |  |  | 2024-09-30 15:41 |  | * | [6 empty] | 1 |  | 1 | 2.8837 |  | 2.9486 | 94.8837 |  |  | * |  |  | None | *
4 | 75-NH-632P | 6-32 NYLOK FLANGE NUT,ZINC-PLATED GRADE F MMC #93298A101 | 0 | Purchased Item | Active |  | 1 | 1 |  |  |  | Item | 4 | EA | 100 | 1 | 4 | Date |  |  | 2024-09-30 15:41 |  | * | [6 empty] | 4 |  | 1 | 5 |  | 0 | 6 |  |  | * |  |  | None | *
4 | - IP-54637 | 16ga GA Brt coil 60 | A | Sub-assembly | Active |  | 2 | 1 |  |  |  | Item | 1 | EA | 100 | 1 | 1 | Date |  |  | 2024-09-30 15:41 |  | * | [6 empty] | 1 |  | 1 | 0.064923 |  | 0.064923 | 17.0649 |  |  | * |  |  | None | *
5 | 45-GALC-0250 | STEEL,GALV,G90,16 GA,48" COIL | 0 | Purchased Item | Active |  | 100009 | 1 |  |  |  | Item | 1.451 | SFT | 100 | 1 | 1.451 | Date |  |  | 2024-10-15 14:52 |  | * |  |  | WIP_APU-1 |  |  |  | 1.451 |  | 1 | 15 |  | 0 | 16 |  |  | * |  |  | None | *
4 | - HANDLE-ASSY | HANDLE-ASSY | 0 | Sub-assembly | Active |  | 3 | 1 |  |  |  | Item | 2 | EA | 100 | 1 | 2 | Date |  |  | 2024-09-30 15:41 |  | * | [6 empty] | 2 |  | 1 | 0 |  | 0 | 62 |  |  | * |  |  | None | *
5 | 76-RCAM-0100 | ROLLER CAM VH 2321S07-R01 #2321S07-R01 | 0 | Purchased Item | Active |  | 5 | 1 |  |  |  | Item | 1 | EA | 100 | 1 | 2 | Date |  |  | 2024-09-30 15:41 |  | * | [6 empty] | 2 |  | 1 | 40 |  | 0 | 41 |  |  | * |  |  | None | *
5 | 76-HOUSING-0100 | MODEL F HANDLE HOUSING W/THREADED SHAFT AND GASKET #265078-S50 | 0 | Purchased Item | Active |  | 6 | 1 |  |  |  | Item | 1 | EA | 100 | 1 | 2 | Date |  |  | 2024-09-30 15:41 |  | * | [6 empty] | 2 |  | 1 | 40 |  | 0 | 41 |  |  | * |  |  | None | *
5 | 76-HANDLE-0110 | Inside Door Handle - Red Hand Grip #265076-50 | 0 | Purchased Item | Active |  | 8 | 1 |  |  |  | Item | 1 | EA | 100 | 1 | 2 | Date |  |  | 2024-09-30 15:41 |  | * | [6 empty] | 2 |  | 1 | 60 |  | 0 | 61 |  |  | * |  |  | None | *
5 | 76-HANDLE-0100 | HANDLE STANDARD OUTSWING | 0 | Purchased Item | Active |  | 9 | 1 |  |  |  | Item | 1 | EA | 100 | 1 | 2 | Date |  |  | 2024-09-30 15:41 |  | * | [6 empty] | 2 |  | 1 | 60 |  | 0 | 61 |  |  | * |  |  | None | *
4 | - MCYSC4-SMA-59408 | HANDLE WITH LOCK | 0 | Sub-assembly | Active |  | 4 | 1 |  |  |  | Item | 2 | EA | 100 | 1 | 2 | Date |  |  | 2024-09-30 15:41 |  | * | [6 empty] | 2 |  | 1 | 0 |  | 0 | 62 |  |  | * |  |  | None | *
5 | 76-RCAM-0100 | ROLLER CAM VH 2321S07-R01 #2321S07-R01 | 0 | Purchased Item | Active |  | 1 | 1 |  |  |  | Item | 1 | EA | 100 | 1 | 2 | Date |  |  | 2024-09-30 15:41 |  | * | [6 empty] | 2 |  | 1 | 40 |  | 0 | 41 |  |  | * |  |  | None | *
5 | 76-HOUSING-0100 | MODEL F HANDLE HOUSING W/THREADED SHAFT AND GASKET #265078-S50 | 0 | Purchased Item | Active |  | 2 | 1 |  |  |  | Item | 1 | EA | 100 | 1 | 2 | Date |  |  | 2024-09-30 15:41 |  | * | [6 empty] | 2 |  | 1 | 40 |  | 0 | 41 |  |  | * |  |  | None | *
5 | 76-HANDLE-0110 | Inside Door Handle - Red Hand Grip #265076-50 | 0 | Purchased Item | Active |  | 3 | 1 |  |  |  | Item | 1 | EA | 100 | 1 | 2 | Date |  |  | 2024-09-30 15:41 |  | * | [6 empty] | 2 |  | 1 | 60 |  | 0 | 61 |  |  | * |  |  | None | *
5 | 76-HANDLE-0060 | HANDLE PADLOCK OUTSWING | 0 | Purchased Item | Active |  | 5 | 1 |  |  |  | Item | 1 | EA | 100 | 1 | 2 | Date |  |  | 2024-09-30 15:41 |  | * | [6 empty] | 2 |  | 1 | 60 |  | 0 | 61 |  |  | * |  |  | None | *
4 | 75-HINGE-0150-S | HINGE HALF FRAME SK-002 STAINLESS STEEL | 0 | Purchased Item | Active |  | 5 | 1 |  |  |  | Item | 8 | EA | 100 | 1 | 8 | Date |  |  | 2024-09-30 15:41 |  | * | [6 empty] | 8 |  | 1 | 50 |  | 0 | 51 |  |  | * |  |  | None | *
4 | 75-NH-1420-S | 1/4-20-HEX/NUT 304 S/S | 0 | Purchased Item | Active |  | 6 | 1 |  |  |  | Item | 6 | EA | 100 | 1 | 6 | Date |  |  | 2024-09-30 15:41 |  | * | [6 empty] | 6 |  | 1 | 40 |  | 0 | 41 |  |  | * |  |  | None | *
4 | - MCYSC4-SMA-54634 | DOOR F DOUBLE CYS06 - 36453 - PANEL SUB ASSY OR 3 | 0 | Sub-assembly | Active |  | 7 | 1 |  |  |  | Item | 1 | EA | 100 | 1 | 1 | Date |  |  | 2024-09-30 15:41 |  | * | [6 empty] | 1 |  | 1 | 0 |  | 0.064923 | 18.0649 |  |  | * |  |  | None | *
5 | - IP-54627 | EXT.AL.DOOR FRAME AA-60-63 T-5 MILL FINISH | 0 | Sub-assembly | Active |  | 1 | 1 |  |  |  | Item | 2 | EA | 100 | 1 | 2 | Date |  |  | 2024-09-30 15:41 |  | * | [6 empty] | 2 |  | 1 | 0 |  | 0 | 17 |  |  | * |  |  | None | *
6 | 30-AD-104071 | EXTRUDED ALUMINUM INTERNAL DOOR FRAME AA-60-63 T-5, 20 FT LENGHT | 0 | Purchased Item | Active |  | 1 | 1 |  |  |  | Item | 6.12 | FT | 100 | 1 | 12.24 | Date |  |  | 2024-09-30 15:41 |  | * | [6 empty] | 12.24 |  | 1 | 15 |  | 0 | 16 |  |  | * |  |  | None | *
5 | - IP-54632 | 1/2 x 3/8 SINGLE COAT PORON-F | 0 | Sub-assembly | Active |  | 2 | 1 |  |  |  | Item | 1 | EA | 100 | 1 | 1 | Date |  |  | 2024-09-30 15:41 |  | * | [6 empty] | 1 |  | 1 | 0 |  | 0 | 7 |  |  | * |  |  | None | *
6 | 85-FOAM-1238 | 1/2 X 3/8 SINGLE COAT PORON-F | 0 | Purchased Item | Active |  | 1 | 1 |  |  |  | Item | 16.022 | FT | 100 | 1 | 16.022 | Date |  |  | 2024-09-30 15:41 |  | * | [6 empty] | 16.022 |  | 1 | 5 |  | 0 | 6 |  |  | * |  |  | None | *
5 | - IP-54636 | 16ga GA Brt coil 60 | A | Sub-assembly | Active |  | 3 | 1 |  |  |  | Item | 1 | EA | 100 | 1 | 1 | Date |  |  | 2024-09-30 15:41 |  | * | [6 empty] | 1 |  | 1 | 0.064923 |  | 0.064923 | 17.0649 |  |  | * |  |  | None | *
6 | 45-GALC-0250 | STEEL,GALV,G90,16 GA,48" COIL | 0 | Purchased Item | Active |  | 100009 | 1 |  |  |  | Item | 10.635 | SFT | 100 | 1 | 10.635 | Date |  |  | 2024-10-15 16:16 |  | * |  |  | WIP_APU-1 |  |  |  | 10.635 |  | 1 | 15 |  | 0 | 16 |  |  | * |  |  | None | *
5 | - IP-54628 | EXT.AL.DOOR FRAME AA-60-63 T-5 MILL FINISH | 0 | Sub-assembly | Active |  | 4 | 1 |  |  |  | Item | 2 | EA | 100 | 1 | 2 | Date |  |  | 2024-09-30 15:41 |  | * | [6 empty] | 2 |  | 1 | 0 |  | 0 | 17 |  |  | * |  |  | None | *
6 | 30-AD-104071 | EXTRUDED ALUMINUM INTERNAL DOOR FRAME AA-60-63 T-5, 20 FT LENGHT | 0 | Purchased Item | Active |  | 1 | 1 |  |  |  | Item | 1.953 | FT | 100 | 1 | 3.906 | Date |  |  | 2024-09-30 15:41 |  | * | [6 empty] | 3.906 |  | 1 | 15 |  | 0 | 16 |  |  | * |  |  | None | *
5 | - IP-54635 | 16ga GA Jkt coil 60 | A | Sub-assembly | Active |  | 5 | 1 |  |  |  | Item | 1 | EA | 100 | 1 | 1 | Date |  |  | 2024-09-30 15:41 |  | * | [6 empty] | 1 |  | 1 | 0.064923 |  | 0.064923 | 7.0649 |  |  | * |  |  | None | *
6 | 45-GALC-0200 | STEEL,JKT,A60,16 GA,48" COIL | 0 | Purchased Item | Active |  | 100009 | 1 |  |  |  | Item | 12.639 | SFT | 100 | 1 | 12.639 | Date |  |  | 2024-10-15 14:56 |  | * |  |  | WIP_APU-1 |  |  |  | 12.639 |  | 1 | 5 |  | 0 | 6 |  |  | * |  |  | None | *
4 | - IP-60242 | Piano Hinge 2" | 0 | Sub-assembly | Active |  | 8 | 1 |  |  |  | Item | 1 | EA | 100 | 1 | 1 | Date |  |  | 2024-09-30 15:41 |  | * | [6 empty] | 1 |  | 1 | 0 |  | 0 | 7 |  |  | * |  |  | None | *
5 | 75-HINGE-0100 | PIANO HINGE STAINLESS STEEL - 2X72 - 1582A343 | 0 | Purchased Item | Active |  | 1 | 1 |  |  |  | Item | 0.833 | EA | 100 | 1 | 0.833 | Date |  |  | 2024-09-30 15:41 |  | * | [6 empty] | 0.833 |  | 1 | 5 |  | 0 | 6 |  |  | * |  |  | None | *
4 | 75-W-38-R-SEAL | RUBBER-RUBBER CUSHION SEAL WASHER-3/8" | 0 | Purchased Item | Active |  | 9 | 1 |  |  |  | Item | 8 | EA | 100 | 1 | 8 | Date |  |  | 2024-09-30 15:41 |  | * | [6 empty] | 8 |  | 1 | 20 |  | 0 | 21 |  |  | * |  |  | None | *
4 | - MCYSC4-SMA-60317 | DOOR F DOUBLE CYS06 - 36453 - PANEL SUB ASSY OL 3 RS | 0 | Sub-assembly | Active |  | 11 | 1 |  |  |  | Item | 1 | EA | 100 | 1 | 1 | Date |  |  | 2024-09-30 15:41 |  | * | [6 empty] | 1 |  | 1 | 0 |  | 0.064923 | 18.0649 |  |  | * |  |  | None | *
5 | - IP-54638 | 16ga GA Brt coil 60 | A | Sub-assembly | Active |  | 9 | 1 |  |  |  | Item | 2 | EA | 100 | 1 | 2 | Date |  |  | 2024-09-30 15:41 |  | * | [6 empty] | 2 |  | 1 | 0.064923 |  | 0.064923 | 17.0649 |  |  | * |  |  | None | *
6 | 45-GALC-0250 | STEEL,GALV,G90,16 GA,48" COIL | 0 | Purchased Item | Active |  | 100009 | 1 |  |  |  | Item | 0.368 | SFT | 100 | 1 | 0.736 | Date |  |  | 2024-10-15 14:19 |  | * |  |  | WIP_APU-1 |  |  |  | 0.736 |  | 1 | 15 |  | 0 | 16 |  |  | * |  |  | None | *
5 | - IP-54627 | EXT.AL.DOOR FRAME AA-60-63 T-5 MILL FINISH | 0 | Sub-assembly | Active |  | 10 | 1 |  |  |  | Item | 2 | EA | 100 | 1 | 2 | Date |  |  | 2024-09-30 15:41 |  | * | [6 empty] | 2 |  | 1 | 0 |  | 0 | 17 |  |  | * |  |  | None | *
6 | 30-AD-104071 | EXTRUDED ALUMINUM INTERNAL DOOR FRAME AA-60-63 T-5, 20 FT LENGHT | 0 | Purchased Item | Active |  | 1 | 1 |  |  |  | Item | 6.12 | FT | 100 | 1 | 12.24 | Date |  |  | 2024-09-30 15:41 |  | * | [6 empty] | 12.24 |  | 1 | 15 |  | 0 | 16 |  |  | * |  |  | None | *
5 | - IP-60245 | 16ga GA Brt coil 60 | A | Sub-assembly | Active |  | 11 | 1 |  |  |  | Item | 1 | EA | 100 | 1 | 1 | Date |  |  | 2024-09-30 15:41 |  | * | [6 empty] | 1 |  | 1 | 0.064923 |  | 0.064923 | 17.0649 |  |  | * |  |  | None | *
6 | 45-GALC-0250 | STEEL,GALV,G90,16 GA,48" COIL | 0 | Purchased Item | Active |  | 100009 | 1 |  |  |  | Item | 0.498 | SFT | 100 | 1 | 0.498 | Date |  |  | 2024-10-15 14:30 |  | * |  |  | WIP_APU-1 |  |  |  | 0.498 |  | 1 | 15 |  | 0 | 16 |  |  | * |  |  | None | *
5 | - IP-54632 | 1/2 x 3/8 SINGLE COAT PORON-F | 0 | Sub-assembly | Active |  | 12 | 1 |  |  |  | Item | 1 | EA | 100 | 1 | 1 | Date |  |  | 2024-09-30 15:41 |  | * | [6 empty] | 1 |  | 1 | 0 |  | 0 | 7 |  |  | * |  |  | None | *
6 | 85-FOAM-1238 | 1/2 X 3/8 SINGLE COAT PORON-F | 0 | Purchased Item | Active |  | 1 | 1 |  |  |  | Item | 16.022 | FT | 100 | 1 | 16.022 | Date |  |  | 2024-09-30 15:41 |  | * | [6 empty] | 16.022 |  | 1 | 5 |  | 0 | 6 |  |  | * |  |  | None | *
5 | - IP-60243 | 16ga GA Jkt coil 60 | A | Sub-assembly | Active |  | 13 | 1 |  |  |  | Item | 1 | EA | 100 | 1 | 1 | Date |  |  | 2024-09-30 15:41 |  | * | [6 empty] | 1 |  | 1 | 0.064923 |  | 0.064923 | 7.0649 |  |  | * |  |  | None | *
6 | 45-GALC-0200 | STEEL,JKT,A60,16 GA,48" COIL | 0 | Purchased Item | Active |  | 100009 | 1 |  |  |  | Item | 12.639 | SFT | 100 | 1 | 12.639 | Date |  |  | 2024-10-15 14:40 |  | * |  |  | WIP_APU-1 |  |  |  | 12.639 |  | 1 | 5 |  | 0 | 6 |  |  | * |  |  | None | *
5 | - IP-54628 | EXT.AL.DOOR FRAME AA-60-63 T-5 MILL FINISH | 0 | Sub-assembly | Active |  | 14 | 1 |  |  |  | Item | 2 | EA | 100 | 1 | 2 | Date |  |  | 2024-09-30 15:41 |  | * | [6 empty] | 2 |  | 1 | 0 |  | 0 | 17 |  |  | * |  |  | None | *
6 | 30-AD-104071 | EXTRUDED ALUMINUM INTERNAL DOOR FRAME AA-60-63 T-5, 20 FT LENGHT | 0 | Purchased Item | Active |  | 1 | 1 |  |  |  | Item | 1.953 | FT | 100 | 1 | 3.906 | Date |  |  | 2024-09-30 15:41 |  | * | [6 empty] | 3.906 |  | 1 | 15 |  | 0 | 16 |  |  | * |  |  | None | *
5 | - IP-60246 | 16ga GA Brt coil 60 | A | Sub-assembly | Active |  | 15 | 1 |  |  |  | Item | 1 | EA | 100 | 1 | 1 | Date |  |  | 2024-09-30 15:41 |  | * | [6 empty] | 1 |  | 1 | 0.064923 |  | 0.064923 | 17.0649 |  |  | * |  |  | None | *
6 | 45-GALC-0250 | STEEL,GALV,G90,16 GA,48" COIL | 0 | Purchased Item | Active |  | 100009 | 1 |  |  |  | Item | 0.498 | SFT | 100 | 1 | 0.498 | Date |  |  | 2024-10-15 14:35 |  | * |  |  | WIP_APU-1 |  |  |  | 0.498 |  | 1 | 15 |  | 0 | 16 |  |  | * |  |  | None | *
5 | - IP-60244 | 16ga GA Brt coil 60 | A | Sub-assembly | Active |  | 16 | 1 |  |  |  | Item | 1 | EA | 100 | 1 | 1 | Date |  |  | 2024-09-30 15:41 |  | * | [6 empty] | 1 |  | 1 | 0.064923 |  | 0.064923 | 17.0649 |  |  | * |  |  | None | *
6 | 45-GALC-0250 | STEEL,GALV,G90,16 GA,48" COIL | 0 | Purchased Item | Active |  | 100009 | 1 |  |  |  | Item | 10.635 | SFT | 100 | 1 | 10.635 | Date |  |  | 2024-10-15 16:29 |  | * |  |  | WIP_APU-1 |  |  |  | 10.635 |  | 1 | 15 |  | 0 | 16 |  |  | * |  |  | None | *
5 | - IP-60247 | 1/4-20 X 120" ROD PLT FULL THREAD | 0 | Sub-assembly | Active |  | 17 | 1 |  |  |  | Item | 4 | EA | 100 | 1 | 4 | Date |  |  | 2024-09-30 15:41 |  | * | [6 empty] | 4 |  | 1 | 0 |  | 0 | 7 |  |  | * |  |  | None | *
6 | 75-ROD-0420 | 1/4-20 X 120" ROD PLT FULL THREAD | 0 | Purchased Item | Active |  | 1 | 1 |  |  |  | Item | 0.02 | EA | 100 | 1 | 0.08 | Date |  |  | 2024-09-30 15:41 |  | * | [6 empty] | 0.08 |  | 1 | 5 |  | 0 | 6 |  |  | * |  |  | None | *
5 | - IP-66110 | 1/4-20 X 120" ROD PLT FULL THREAD | 0 | Sub-assembly | Active |  | 19 | 1 |  |  |  | Item | 2 | EA | 100 | 1 | 2 | Date |  |  | 2024-09-30 15:41 |  | * | [6 empty] | 2 |  | 1 | 0 |  | 0 | 7 |  |  | * |  |  | None | *
6 | 75-ROD-0420 | 1/4-20 X 120" ROD PLT FULL THREAD | 0 | Purchased Item | Active |  | 1 | 1 |  |  |  | Item | 0.01 | EA | 100 | 1 | 0.02 | Date |  |  | 2024-09-30 15:41 |  | * | [6 empty] | 0.02 |  | 1 | 5 |  | 0 | 6 |  |  | * |  |  | None | *
5 | 75-SCRW-63234P | 6-32 X 3/4" STEEL PHILLIPS FLAT HEAD SCREW MCMASTER# 90273A151 | 0 | Purchased Item | Active |  | 20 | 1 |  |  |  | Item | 4 | EA | 100 | 1 | 4 | Date |  |  | 2024-09-30 15:41 |  | * | [6 empty] | 4 |  | 1 | 10 |  | 0 | 11 |  |  | * |  |  | None | *
4 | 75-SCRW-0104 | 304 STAINLESS STEEL -TEK SCREW - #10 X 3/4" LONG | 0 | Purchased Item | Active |  | 12 | 1 |  |  |  | Item | 16 | EA | 100 | 1 | 16 | Date |  |  | 2024-09-30 15:41 |  | * | [6 empty] | 16 |  | 1 | 20 |  | 0 | 21 |  |  | * |  |  | None | *
4 | 75-FAST-0199 | WINGNUT PLATED 1/4-20 | 0 | Purchased Item | Active |  | 13 | 1 |  |  |  | Item | 2 | EA | 100 | 1 | 2 | Date |  |  | 2024-09-30 15:41 |  | * | [6 empty] | 2 |  | 1 | 50 |  | 0 | 51 |  |  | * |  |  | None | *
4 | 75-FAST-0254 | 304 STAINLESS STEEL - CLEVIS PIN - 1/4" X 1-5/8" | 0 | Purchased Item | Active |  | 14 | 1 |  |  |  | Item | 8 | EA | 100 | 1 | 8 | Date |  |  | 2024-09-30 15:41 |  | * | [6 empty] | 8 |  | 1 | 5 |  | 0 | 6 |  |  | * |  |  | None | *
4 | 75-RIVET-0050 | 304 STAINLESS STEEL - POP RIVET - 1/8" X .188-250" LONG | 0 | Purchased Item | Active |  | 15 | 1 |  |  |  | Item | 24 | EA | 100 | 1 | 24 | Date |  |  | 2024-09-30 15:41 |  | * | [6 empty] | 24 |  | 1 | 20 |  | 0 | 21 |  |  | * |  |  | None | *
4 | 75-WN-3816-SS | 3/8-16 NDZ WELD NUT 18-8 SS | 0 | Purchased Item | Active |  | 16 | 1 |  |  |  | Item | 8 | EA | 100 | 1 | 8 | Date |  |  | 2024-09-30 15:41 |  | * | [6 empty] | 8 |  | 1 | 40 |  | 0 | 41 |  |  | * |  |  | None | *
4 | 75-RN-51618U-AL | 5/16-18 UNC RIVET NUT, THREAD CALL OUT: 518, GRIP RANGE: .027-.150, GRIP CALL OUT:150, HOLE SIZE 17/32, HD:.595, HH:.022, L:.690, D:.530, IL:.470, LB: 1.390, ILB:1.175, IATD:.995 | 0 | Purchased Item | Active |  | 17 | 1 |  |  |  | Item | 24 | EA | 100 | 1 | 24 | Date |  |  | 2024-09-30 15:41 |  | * | [6 empty] | 24 |  | 1 | 5 |  | 0 | 6 |  |  | * |  |  | None | *
4 | - IP-54602 | BRACKET EXTERNAL DOOR DETAIL | C | Sub-assembly | Active |  | 18 | 1 |  |  |  | Item | 4 | EA | 100 | 1 | 4 | Date |  |  | 2024-09-30 15:41 |  | * | [6 empty] | 4 |  | 1 | 0.024346 |  | 0.024346 | 17.0243 |  |  | * |  |  | None | *
5 | 45-GALC-0250 | STEEL,GALV,G90,16 GA,48" COIL | 0 | Purchased Item | Active |  | 10 | 1 |  |  |  | Item | 0.062 | SFT | 100 | 1 | 0.248 | Date |  |  | 2024-09-30 15:41 |  | * |  |  | WIP_APU-1 |  |  |  | 0.248 |  | 1 | 15 |  | 0 | 16 |  |  | * |  |  | None | *
4 | - IP-54601 | BRACKET EXTERNAL DOOR DETAIL | C | Sub-assembly | Active |  | 19 | 1 |  |  |  | Item | 4 | EA | 100 | 1 | 4 | Date |  |  | 2024-09-30 15:41 |  | * | [6 empty] | 4 |  | 1 | 0.024346 |  | 0.024346 | 17.0243 |  |  | * |  |  | None | *
5 | 45-GALC-0250 | STEEL,GALV,G90,16 GA,48" COIL | 0 | Purchased Item | Active |  | 10 | 1 |  |  |  | Item | 0.062 | SFT | 100 | 1 | 0.248 | Date |  |  | 2024-09-30 15:41 |  | * |  |  | WIP_APU-1 |  |  |  | 0.248 |  | 1 | 15 |  | 0 | 16 |  |  | * |  |  | None | *
4 | 75-BH-381634-SS | 3/8-16X3/4-HEX/BOLT-S/S | 0 | Purchased Item | Active |  | 20 | 1 |  |  |  | Item | 8 | EA | 100 | 1 | 8 | Date |  |  | 2024-09-30 15:41 |  | * | [6 empty] | 8 |  | 1 | 15 |  | 0 | 16 |  |  | * |  |  | None | *
4 | - MCYSC4-SMA-54626 | DOOR F DOUBLE CYS06 - 36453 - EXTERNAL FRAME ASSY 3 | 0 | Sub-assembly | Active |  | 21 | 1 |  |  |  | Item | 1 | EA | 100 | 1 | 1 | Date |  |  | 2024-09-30 15:41 |  | * | [6 empty] | 1 |  | 1 | 0 |  | 0 | 18 |  |  | * |  |  | None | *
5 | - IP-54625 | EXT.AL.DOOR FRAME AA-60-63 T-5 *POWDER COAT GREY* | 0 | Sub-assembly | Active |  | 1 | 1 |  |  |  | Item | 2 | EA | 100 | 1 | 2 | Date |  |  | 2024-09-30 15:41 |  | * | [6 empty] | 2 |  | 1 | 0 |  | 0 | 17 |  |  | * |  |  | None | *
6 | 30-AD-104072 | EXTRUDED ALUMINUM EXTERNAL DOOR FRAME AA-60-63 T-5, 20 FT LENGHT | 0 | Purchased Item | Active |  | 1 | 1 |  |  |  | Item | 4.161 | FT | 100 | 1 | 8.322 | Date |  |  | 2024-09-30 15:41 |  | * | [6 empty] | 8.322 |  | 1 | 15 |  | 0 | 16 |  |  | * |  |  | None | *
5 | - IP-54624 | EXT.AL.DOOR FRAME AA-60-63 T-5 *POWDER COAT GREY* | 0 | Sub-assembly | Active |  | 2 | 1 |  |  |  | Item | 2 | EA | 100 | 1 | 2 | Date |  |  | 2024-09-30 15:41 |  | * | [6 empty] | 2 |  | 1 | 0 |  | 0 | 17 |  |  | * |  |  | None | *
6 | 30-AD-104072 | EXTRUDED ALUMINUM EXTERNAL DOOR FRAME AA-60-63 T-5, 20 FT LENGHT | 0 | Purchased Item | Active |  | 1 | 1 |  |  |  | Item | 6.328 | FT | 100 | 1 | 12.656 | Date |  |  | 2024-09-30 15:41 |  | * | [6 empty] | 12.656 |  | 1 | 15 |  | 0 | 16 |  |  | * |  |  | None | *
4 | 75-HINGE-0140-S | HINGE HALF DOOR SK-001 STAINLESS STEEL | 0 | Purchased Item | Active |  | 22 | 1 |  |  |  | Item | 8 | EA | 100 | 1 | 8 | Date |  |  | 2024-09-30 15:41 |  | * | [6 empty] | 8 |  | 1 | 90 |  | 0 | 91 |  |  | * |  |  | None | *
4 | 75-BCS-516181 | 5/16-18 X 1 BTN SOC CAP SCRW 18-8 SS | 0 | Purchased Item | Active |  | 23 | 1 |  |  |  | Item | 24 | EA | 100 | 1 | 24 | Date |  |  | 2024-09-30 15:41 |  | * | [6 empty] | 24 |  | 1 | 5 |  | 0 | 6 |  |  | * |  |  | None | *
4 | - IP-57636 | Angle for Double F Door | A | Sub-assembly | Active |  | 24 | 1 |  |  |  | Item | 2 | EA | 100 | 1 | 2 | Date |  |  | 2024-09-30 15:41 |  | * | [6 empty] | 2 |  | 1 | 0.064923 |  | 0.064923 | 17.0649 |  |  | * |  |  | None | *
5 | 45-GALC-0510 | STEEL,GALV,G90,14 GA,48" COIL | 0 | Purchased Item | Active |  | 100009 | 1 |  |  |  | Item | 0.98 | SFT | 100 | 1 | 1.96 | Date |  |  | 2024-10-15 16:20 |  | * |  |  | WIP_APU-1 |  |  |  | 1.96 |  | 1 | 15 |  | 0 | 16 |  |  | * |  |  | None | *
4 | 75-FAST-0242 | 304 STAINLESS STEEL - COTTER PIN - 1/16" X 1/2" | 0 | Purchased Item | Active |  | 25 | 1 |  |  |  | Item | 8 | EA | 100 | 1 | 8 | Date |  |  | 2024-09-30 15:41 |  | * | [6 empty] | 8 |  | 1 | 5 |  | 0 | 6 |  |  | * |  |  | None | *
4 | - IP-58565 | 18ga GA Jkt coil 60 | A | Sub-assembly | Active |  | 26 | 1 |  |  |  | Item | 1 | EA | 100 | 1 | 1 | Date |  |  | 2024-09-30 15:41 |  | * | [6 empty] | 1 |  | 1 | 0.064923 |  | 0.064923 | 17.0649 |  |  | * |  |  | None | *
5 | 45-GALC-0350 | STEEL,GALV,G90,18GA,48" COIL | 0 | Purchased Item | Active |  | 100009 | 1 |  |  |  | Item | 1.855 | SFT | 100 | 1 | 1.855 | Date |  |  | 2024-10-15 16:03 |  | * |  |  | WIP_APU-1 |  |  |  | 1.855 |  | 1 | 15 |  | 0 | 16 |  |  | * |  |  | None | *
4 | - MCYS06-SVA-66274 | SUB ASSY VIRTUAL PARTS DOORS | 0 | Phantom item | Active |  | 27 | 1 |  |  |  | Item | 1 | EA | 100 | 1 | 1 | Date |  |  | 2024-09-30 15:41 |  | * | [6 empty] | 1 |  | 1 | 0 |  | 0 | 32 |  |  | * |  |  | None
5 | 85-GASK-B273BT | SQUARE GASKET 0.5" X 0.38" WATER TIGHT RUBBER SEAL TRIM-LOK P/N: B273BT SINGLE | 0 | Purchased Item | Active |  | 1 | 1 |  |  |  | Item | 42 | FT | 100 | 1 | 42 | Date |  |  | 2024-09-30 15:41 |  | * | [6 empty] | 42 |  | 1 | 5 |  | 0 | 6 |  |  | * |  |  | None | *
5 | 85-TAPE-0123 | 1"X 36 YD 3M VHB TAPE 4611 | 0 | Purchased Item | Active |  | 2 | 1 |  |  |  | Item | 16.81 | FT | 100 | 1 | 16.81 | Date |  |  | 2024-09-30 15:41 |  | * | [6 empty] | 16.81 |  | 1 | 30 |  | 0 | 31 |  |  | * |  |  | None | *
3 | - MCYS06-SMA-66151 | DOOR F DOUBLE - INSTALLATION HARDWARE | 0 | Sub-assembly | Active |  | 8 | 1 |  |  |  | Item | 1 | EA | 100 | 1 | 1 | Date |  |  | 2024-09-30 15:41 |  | * | [6 empty] | 1 |  | 1 | 0 |  | 0 | 42 |  |  | * |  |  | None | *
4 | 75-W-14-BN1458 | ZINC PLATED-NEOPRENE WASHER-9/32"ID - 5/8"OD | 0 | Purchased Item | Active |  | 1 | 1 |  |  |  | Item | 16 | EA | 100 | 1 | 16 | Date |  |  | 2024-09-30 15:41 |  | * | [6 empty] | 16 |  | 1 | 40 |  | 0 | 41 |  |  | * |  |  | None | *
4 | 75-SCWH-14-114 | 1/4-14x1 1/4" SELF DRILL S.H.W PL | 0 | Purchased Item | Active |  | 2 | 1 |  |  |  | Item | 57 | EA | 100 | 1 | 57 | Date |  |  | 2024-09-30 15:41 |  | * | [6 empty] | 57 |  | 1 | 20 |  | 0 | 21 |  |  | * |  |  | None | *
4 | 75-SCWR-818-34S | SELF DRILLING SCREW 8-18,3/4" LENGTH, 410 STAINLESS STEEL PAN HEAD PHILLIPS, PART NO. 0128165 | 0 | Purchased Item | Active |  | 3 | 1 |  |  |  | Item | 30 | EA | 100 | 1 | 30 | Date |  |  | 2024-09-30 15:41 |  | * | [6 empty] | 30 |  | 1 | 20 |  | 0 | 21 |  |  | * |  |  | None | *
3 | - IP-60183 | 16ga GA Jkt coil 60 | A | Sub-assembly | Active |  | 9 | 1 |  |  |  | Item | 1 | EA | 100 | 1 | 1 | Date |  |  | 2024-09-30 15:41 |  | * | [6 empty] | 1 |  | 1 | 0.064923 |  | 0.064923 | 7.0649 |  |  | * |  |  | None | *
4 | 45-GALC-0200 | STEEL,JKT,A60,16 GA,48" COIL | 0 | Purchased Item | Active |  | 100009 | 1 |  |  |  | Item | 1.322 | SFT | 100 | 1 | 1.322 | Date |  |  | 2024-10-15 16:25 |  | * |  |  | WIP_APU-1 |  |  |  | 1.322 |  | 1 | 5 |  | 0 | 6 |  |  | * |  |  | None | *
3 | - MCYSC4-SMA-54725 | DOOR STOP - RIGHT JKT 1 | 0 | Sub-assembly | Active |  | 10 | 1 |  |  |  | Item | 1 | EA | 100 | 1 | 1 | Date |  |  | 2024-09-30 15:41 |  | * | [6 empty] | 1 |  | 1 | 0 |  | 0.064923 | 22 |  |  | * |  |  | None | *
4 | 75-RB-11438 | RUBBER BUMPER, RED, 1-1/4" DIA. X 1-1/4” HGT., 3/8"-16 THREADED HOLE, SHORE 85A, MCMASTER 9546K51 | 0 | Purchased Item | Active |  | 1 | 1 |  |  |  | Item | 1 | EA | 100 | 1 | 1 | Date |  |  | 2024-09-30 15:41 |  | * | [6 empty] | 1 |  | 1 | 5 |  | 0 | 6 |  |  | * |  |  | None | *
4 | 75-SCWH-14-114 | 1/4-14x1 1/4" SELF DRILL S.H.W PL | 0 | Purchased Item | Active |  | 2 | 1 |  |  |  | Item | 2 | EA | 100 | 1 | 2 | Date |  |  | 2024-09-30 15:41 |  | * | [6 empty] | 2 |  | 1 | 20 |  | 0 | 21 |  |  | * |  |  | None | *
4 | - IP-54721 | 16ga GA Jkt coil 60 | A | Sub-assembly | Active |  | 3 | 1 |  |  |  | Item | 1 | EA | 100 | 1 | 1 | Date |  |  | 2024-09-30 15:41 |  | * | [6 empty] | 1 |  | 1 | 0.064923 |  | 0.064923 | 17.0649 |  |  | * |  |  | None | *
5 | 45-GALV-0130 | STEEL,JKT,A60,12GA,60X120 | 0 | Purchased Item | Active |  | 100009 | 1 |  |  |  | Item | 0.25 | SFT | 100 | 1 | 0.25 | Date |  |  | 2024-10-15 09:59 |  | * |  |  | WIP_APU-1 |  |  |  | 0.25 |  | 1 | 15 |  | 0 | 16 |  |  | * |  |  | None | *
4 | 75-W-38-LOCK-P | Zinc Plated-Lock Washer-3/8" | 0 | Purchased Item | Active |  | 4 | 1 |  |  |  | Item | 1 | EA | 100 | 1 | 1 | Date |  |  | 2024-09-30 15:41 |  | * | [6 empty] | 1 |  | 1 | 20 |  | 0 | 21 |  |  | * |  |  | None | *
4 | 75-BH-381634-P | 3/8-16X3/4-HEX/BOLT-PLT-G5 | 0 | Purchased Item | Active |  | 5 | 1 |  |  |  | Item | 1 | EA | 100 | 1 | 1 | Date |  |  | 2024-09-30 15:41 |  | * | [6 empty] | 1 |  | 1 | 5 |  | 0 | 6 |  |  | * |  |  | None | *
4 | 75-W-38-FLAT-P | Zinc Plated-Flat Washer-3/8" | 0 | Purchased Item | Active |  | 6 | 1 |  |  |  | Item | 1 | EA | 100 | 1 | 1 | Date |  |  | 2024-09-30 15:41 |  | * | [6 empty] | 1 |  | 1 | 15 |  | 0 | 16 |  |  | * |  |  | None | *
3 | - MCYSC4-SMA-54723 | DOOR STOP - LEFT JKT 1 | 0 | Sub-assembly | Active |  | 11 | 1 |  |  |  | Item | 1 | EA | 100 | 1 | 1 | Date |  |  | 2024-09-30 15:41 |  | * | [6 empty] | 1 |  | 1 | 0 |  | 0.064923 | 22 |  |  | * |  |  | None | *
4 | 75-RB-11438 | RUBBER BUMPER, RED, 1-1/4" DIA. X 1-1/4” HGT., 3/8"-16 THREADED HOLE, SHORE 85A, MCMASTER 9546K51 | 0 | Purchased Item | Active |  | 1 | 1 |  |  |  | Item | 1 | EA | 100 | 1 | 1 | Date |  |  | 2024-09-30 15:41 |  | * | [6 empty] | 1 |  | 1 | 5 |  | 0 | 6 |  |  | * |  |  | None | *
4 | 75-SCWH-14-114 | 1/4-14x1 1/4" SELF DRILL S.H.W PL | 0 | Purchased Item | Active |  | 2 | 1 |  |  |  | Item | 2 | EA | 100 | 1 | 2 | Date |  |  | 2024-09-30 15:41 |  | * | [6 empty] | 2 |  | 1 | 20 |  | 0 | 21 |  |  | * |  |  | None | *
4 | - IP-54719 | 16ga GA Jkt coil 60 | A | Sub-assembly | Active |  | 3 | 1 |  |  |  | Item | 1 | EA | 100 | 1 | 1 | Date |  |  | 2024-09-30 15:41 |  | * | [6 empty] | 1 |  | 1 | 0.064923 |  | 0.064923 | 17.0649 |  |  | * |  |  | None | *
5 | 45-GALV-0130 | STEEL,JKT,A60,12GA,60X120 | 0 | Purchased Item | Active |  | 100009 | 1 |  |  |  | Item | 0.025 | SFT | 100 | 1 | 0.025 | Date |  |  | 2024-10-15 09:58 |  | * |  |  | WIP_APU-1 |  |  |  | 0.025 |  | 1 | 15 |  | 0 | 16 |  |  | * |  |  | None | *
4 | 75-W-38-LOCK-P | Zinc Plated-Lock Washer-3/8" | 0 | Purchased Item | Active |  | 4 | 1 |  |  |  | Item | 1 | EA | 100 | 1 | 1 | Date |  |  | 2024-09-30 15:41 |  | * | [6 empty] | 1 |  | 1 | 20 |  | 0 | 21 |  |  | * |  |  | None | *
4 | 75-BH-381634-P | 3/8-16X3/4-HEX/BOLT-PLT-G5 | 0 | Purchased Item | Active |  | 5 | 1 |  |  |  | Item | 1 | EA | 100 | 1 | 1 | Date |  |  | 2024-09-30 15:41 |  | * | [6 empty] | 1 |  | 1 | 5 |  | 0 | 6 |  |  | * |  |  | None | *
4 | 75-W-38-FLAT-P | Zinc Plated-Flat Washer-3/8" | 0 | Purchased Item | Active |  | 6 | 1 |  |  |  | Item | 1 | EA | 100 | 1 | 1 | Date |  |  | 2024-09-30 15:41 |  | * | [6 empty] | 1 |  | 1 | 15 |  | 0 | 16 |  |  | * |  |  | None | *
2 | - MCYS06-SMA-66178 | ELI DAMPER LOWER 3 EBS | A | Sub-assembly | Active |  | 9 | 1 |  |  |  | Item | 1 | EA | 100 | 1 | 1 | Date |  |  | 2024-09-30 15:41 |  | * | [6 empty] | 1 |  | 1 | 1.0821 |  | 1.147 | 56.0821 |  |  | * |  |  | None | *
3 | - IP-57858 | Actuator Label | 0 | Sub-assembly | Active |  | 2 | 1 |  |  |  | Item | 1 | EA | 100 | 1 | 1 | Date |  |  | 2024-09-30 15:41 |  | * | [6 empty] | 1 |  | 1 | 0 |  | 0 | 32 |  |  | * |  |  | None | *
4 | 75-TAGS-23210 | BLANK TAGS, BRASS, ROUND, 1-1/2" X 1-1/2", (25 PK) PN 15Y745 | 0 | Purchased Item | Active |  | 1 | 1 |  |  |  | Item | 1 | EA | 100 | 1 | 1 | Date |  |  | 2024-09-30 15:41 |  | * | [6 empty] | 1 |  | 1 | 30 |  | 0 | 31 |  |  | * |  |  | None | *
3 | 75-SCWH-14-114 | 1/4-14x1 1/4" SELF DRILL S.H.W PL | 0 | Purchased Item | Active |  | 3 | 1 |  |  |  | Item | 20 | EA | 100 | 1 | 20 | Date |  |  | 2024-09-30 15:41 |  | * | [6 empty] | 20 |  | 1 | 20 |  | 0 | 21 |  |  | * |  |  | None | *
3 | - MCYS06-SMA-66179 | DAMPER - 64.5 IN | 0 | Sub-assembly | Active |  | 5 | 1 |  |  |  | Item | 1 | EA | 100 | 1 | 1 | Date |  |  | 2024-09-30 15:41 |  | * | [6 empty] | 1 |  | 1 | 0 |  | 0.064923 | 54 |  |  | * |  |  | None | *
4 | - IP-54558 | STEEL,GALV,G90,16 GA,48" COIL | A | Sub-assembly | Active |  | 1 | 1 |  |  |  | Item | 2 | EA | 100 | 1 | 2 | Date |  |  | 2024-09-30 15:41 |  | * | [6 empty] | 2 |  | 1 | 0.064923 |  | 0.064923 | 17.0649 |  |  | * |  |  | None | *
5 | 45-GALC-0250 | STEEL,GALV,G90,16 GA,48" COIL | 0 | Purchased Item | Active |  | 1 | 1 |  |  |  | Item | 0.357 | SFT | 100 | 1 | 0.714 | Date |  |  | 2024-09-30 15:41 |  | * | [6 empty] | 0.714 |  | 1 | 15 |  | 0 | 16 |  |  | * |  |  | None | *
4 | - IP-54559 | STEEL,GALV,G90,14 GA,48" COIL | 0 | Sub-assembly | Active |  | 2 | 1 |  |  |  | Item | 2 | EA | 100 | 1 | 2 | Date |  |  | 2024-09-30 15:41 |  | * | [6 empty] | 2 |  | 1 | 0.064923 |  | 0.064923 | 17.0649 |  |  | * |  |  | None | *
5 | 45-GALC-0510 | STEEL,GALV,G90,14 GA,48" COIL | 0 | Purchased Item | Active |  | 1 | 1 |  |  |  | Item | 0.5 | SFT | 100 | 1 | 1 | Date |  |  | 2024-09-30 15:41 |  | * |  |  | WIP_APU-1 |  |  |  | 1 |  | 1 | 15 |  | 0 | 16 |  |  | * |  |  | None | *
5 | IP-54559_DOC | STEEL,GALV,G90,14 GA,48" COIL | 0 | Reference Item - Document Management | Active |  | 99999 | 1 |  |  |  | Item | 1 | EA | 100 | 1 | 2 | Date |  |  | 2024-09-30 15:41 |  | * | [6 empty] | 2 |  | 1 |  |  | 0 | 0 | [5 empty] | None
4 | - SHAFT | ZINC PLATED SQUARE BAR 3/8""x72"" | 0 | Sub-assembly | Active |  | 3 | 1 |  |  |  | Item | 1 | EA | 100 | 1 | 1 | Date |  |  | 2024-09-30 15:41 |  | * | [6 empty] | 1 |  | 1 | 0 |  | 0 | 17 |  |  | * |  |  | None | *
5 | 40-SB-3872-ZP | SQUARE BAR - C1018 - ZINC PLATED - 3/8" DIA X 72" | 0 | Purchased Item | Active |  | 1 | 1 |  |  |  | Item | 0.448 | FT | 100 | 1 | 0.448 | Date |  |  | 2024-09-30 15:41 |  | * | [6 empty] | 0.448 |  | 1 | 15 |  | 0 | 16 |  |  | * |  |  | None | *
4 | 75-W-14-FLAT-P | Zinc Plated-Flat Washer-1/4" | 0 | Purchased Item | Active |  | 4 | 1 |  |  |  | Item | 28 | EA | 100 | 1 | 28 | Date |  |  | 2024-09-30 15:41 |  | * | [6 empty] | 28 |  | 1 | 25 |  | 0 | 26 |  |  | * |  |  | None | *
4 | - MCYSC4-SMA-54557 | BLADE SUB-ASSY MCYSC4 54557 | 0 | Sub-assembly | Active |  | 5 | 1 |  |  |  | Item | 6 | EA | 100 | 1 | 6 | Date |  |  | 2024-09-30 15:41 |  | * | [6 empty] | 6 |  | 1 | 0 |  | 0 | 53 |  |  | * |  |  | None | *
5 | - IP-54556 | SINGLE/DOUBLE DAMPER GASKET BULB DAMPER BLADE SEAL #092010A | 0 | Sub-assembly | Active |  | 7 | 1 |  |  |  | Item | 1 | EA | 100 | 1 | 6 | Date |  |  | 2024-09-30 15:41 |  | * | [6 empty] | 6 |  | 1 | 0 |  | 0 | 52 |  |  | * |  |  | None | *
6 | 80-DAMP-092010A | SINGLE/DOUBLE DAMPER GASKET BULB DAMPER BLADE SEAL #092010A | 0 | Purchased Item | Active |  | 1 | 1 |  |  |  | Item | 2.599 | FT | 100 | 1 | 15.594 | Date |  |  | 2024-09-30 15:41 |  | * | [6 empty] | 15.594 |  | 1 | 50 |  | 0 | 51 |  |  | * |  |  | None | *
5 | - IP-54555 | Extruded Aluminum, AF Damper blade, clear anodized, 20' | 0 | Sub-assembly | Active |  | 8 | 1 |  |  |  | Item | 1 | EA | 100 | 1 | 6 | Date |  |  | 2024-09-30 15:41 |  | * | [6 empty] | 6 |  | 1 | 0 |  | 0 | 52 |  |  | * |  |  | None | *
6 | 80-DAMP-0270 | EXTRUDED ALUM. AF DAMPER BLADE. CLEAR ANODIZED. | 0 | Purchased Item | Active |  | 1 | 1 |  |  |  | Item | 2.599 | FT | 100 | 1 | 15.594 | Date |  |  | 2024-09-30 15:41 |  | * | [6 empty] | 15.594 |  | 1 | 50 |  | 0 | 51 |  |  | * |  |  | None | *
5 | - IP-69818 | STEEL,GALV,G90,10GA,48x120 | 0 | Sub-assembly | Active |  | 10 | 1 |  |  |  | Item | 2 | EA | 100 | 1 | 12 | Date |  |  | 2024-09-30 15:41 |  | * | [6 empty] | 12 |  | 1 | 0 |  | 0 | 12 |  |  | * |  |  | None | *
6 | 45-GALV-0305 | STEEL,GALV,G90,10GA,48X120 | 0 | Purchased Item | Active |  | 1 | 1 |  |  |  | Item | 0.012 | SFT | 100 | 1 | 0.144 | Date |  |  | 2024-09-30 15:41 |  | * | [6 empty] | 0.144 |  | 1 | 10 |  | 0 | 11 |  |  | * |  |  | None | *
5 | 75-FAST-0251 | ZINC PLATED - CLEVIS PIN - 1/4" X 1/2" | 0 | Purchased Item | Active |  | 11 | 1 |  |  |  | Item | 2 | EA | 100 | 1 | 12 | Date |  |  | 2024-09-30 15:41 |  | * | [6 empty] | 12 |  | 1 | 15 |  | 0 | 16 |  |  | * |  |  | None | *
5 | - ENDSHAFT | ZINC PLATED SQUARE BAR 3/8""x72"" | 0 | Sub-assembly | Active |  | 12 | 1 |  |  |  | Item | 2 | EA | 100 | 1 | 12 | Date |  |  | 2024-09-30 15:41 |  | * | [6 empty] | 12 |  | 1 | 0 |  | 0 | 17 |  |  | * |  |  | None | *
6 | 40-SB-3872-ZP | SQUARE BAR - C1018 - ZINC PLATED - 3/8" DIA X 72" | 0 | Purchased Item | Active |  | 1 | 1 |  |  |  | Item | 0.25 | FT | 100 | 1 | 3 | Date |  |  | 2024-09-30 15:41 |  | * | [6 empty] | 3 |  | 1 | 15 |  | 0 | 16 |  |  | * |  |  | None | *
5 | 80-BUSHING-3/8 | BUSHING - NYLON - GALVANIZED G90 - 0.38 DIAMETER - XX.X LENGTH | 0 | Purchased Item | Active |  | 13 | 1 |  |  |  | Item | 2 | EA | 100 | 1 | 12 | Date |  |  | 2024-09-30 15:41 |  | * | [6 empty] | 12 |  | 1 | 40 |  | 0 | 41 |  |  | * |  |  | None | *
4 | - MCYSC4-SMA-54573 | BLADE SUB ASSY OP2 54573 | 0 | Sub-assembly | Active |  | 6 | 1 |  |  |  | Item | 5 | EA | 100 | 1 | 5 | Date |  |  | 2024-09-30 15:41 |  | * | [6 empty] | 5 |  | 1 | 0 |  | 0 | 53 |  |  | * |  |  | None | *
5 | - IP-54556 | SINGLE/DOUBLE DAMPER GASKET BULB DAMPER BLADE SEAL #092010A | 0 | Sub-assembly | Active |  | 7 | 1 |  |  |  | Item | 1 | EA | 100 | 1 | 5 | Date |  |  | 2024-09-30 15:41 |  | * | [6 empty] | 5 |  | 1 | 0 |  | 0 | 52 |  |  | * |  |  | None | *
6 | 80-DAMP-092010A | SINGLE/DOUBLE DAMPER GASKET BULB DAMPER BLADE SEAL #092010A | 0 | Purchased Item | Active |  | 1 | 1 |  |  |  | Item | 2.599 | FT | 100 | 1 | 12.995 | Date |  |  | 2024-09-30 15:41 |  | * | [6 empty] | 12.995 |  | 1 | 50 |  | 0 | 51 |  |  | * |  |  | None | *
5 | - IP-54555 | Extruded Aluminum, AF Damper blade, clear anodized, 20' | 0 | Sub-assembly | Active |  | 8 | 1 |  |  |  | Item | 1 | EA | 100 | 1 | 5 | Date |  |  | 2024-09-30 15:41 |  | * | [6 empty] | 5 |  | 1 | 0 |  | 0 | 52 |  |  | * |  |  | None | *
6 | 80-DAMP-0270 | EXTRUDED ALUM. AF DAMPER BLADE. CLEAR ANODIZED. | 0 | Purchased Item | Active |  | 1 | 1 |  |  |  | Item | 2.599 | FT | 100 | 1 | 12.995 | Date |  |  | 2024-09-30 15:41 |  | * | [6 empty] | 12.995 |  | 1 | 50 |  | 0 | 51 |  |  | * |  |  | None | *
5 | - IP-69818 | STEEL,GALV,G90,10GA,48x120 | 0 | Sub-assembly | Active |  | 10 | 1 |  |  |  | Item | 2 | EA | 100 | 1 | 10 | Date |  |  | 2024-09-30 15:41 |  | * | [6 empty] | 10 |  | 1 | 0 |  | 0 | 12 |  |  | * |  |  | None | *
6 | 45-GALV-0305 | STEEL,GALV,G90,10GA,48X120 | 0 | Purchased Item | Active |  | 1 | 1 |  |  |  | Item | 0.012 | SFT | 100 | 1 | 0.12 | Date |  |  | 2024-09-30 15:41 |  | * | [6 empty] | 0.12 |  | 1 | 10 |  | 0 | 11 |  |  | * |  |  | None | *
5 | 75-FAST-0251 | ZINC PLATED - CLEVIS PIN - 1/4" X 1/2" | 0 | Purchased Item | Active |  | 11 | 1 |  |  |  | Item | 2 | EA | 100 | 1 | 10 | Date |  |  | 2024-09-30 15:41 |  | * | [6 empty] | 10 |  | 1 | 15 |  | 0 | 16 |  |  | * |  |  | None | *
5 | - ENDSHAFT | ZINC PLATED SQUARE BAR 3/8""x72"" | 0 | Sub-assembly | Active |  | 12 | 1 |  |  |  | Item | 2 | EA | 100 | 1 | 10 | Date |  |  | 2024-09-30 15:41 |  | * | [6 empty] | 10 |  | 1 | 0 |  | 0 | 17 |  |  | * |  |  | None | *
6 | 40-SB-3872-ZP | SQUARE BAR - C1018 - ZINC PLATED - 3/8" DIA X 72" | 0 | Purchased Item | Active |  | 1 | 1 |  |  |  | Item | 0.25 | FT | 100 | 1 | 2.5 | Date |  |  | 2024-09-30 15:41 |  | * | [6 empty] | 2.5 |  | 1 | 15 |  | 0 | 16 |  |  | * |  |  | None | *
5 | 80-BUSHING-3/8 | BUSHING - NYLON - GALVANIZED G90 - 0.38 DIAMETER - XX.X LENGTH | 0 | Purchased Item | Active |  | 13 | 1 |  |  |  | Item | 2 | EA | 100 | 1 | 10 | Date |  |  | 2024-09-30 15:41 |  | * | [6 empty] | 10 |  | 1 | 40 |  | 0 | 41 |  |  | * |  |  | None | *
4 | - IP-69817 | STEEL,GALV,G90,12GA,48x96 | 0 | Sub-assembly | Active |  | 7 | 1 |  |  |  | Item | 10 | EA | 100 | 1 | 10 | Date |  |  | 2024-09-30 15:41 |  | * | [6 empty] | 10 |  | 1 | 0 |  | 0 | 22 |  |  | * |  |  | None | *
5 | 45-GALV-0310 | STEEL,GALV,G90,12GA,48X96 | 0 | Purchased Item | Active |  | 1 | 1 |  |  |  | Item | 0.025 | SFT | 100 | 1 | 0.25 | Date |  |  | 2024-09-30 15:41 |  | * | [6 empty] | 0.25 |  | 1 | 20 |  | 0 | 21 |  |  | * |  |  | None | *
4 | - IP-60416 | STEEL,GALV,G90,16 GA,48" COIL | A | Sub-assembly | Active |  | 9 | 1 |  |  |  | Item | 1 | EA | 100 | 1 | 1 | Date |  |  | 2024-09-30 15:41 |  | * | [6 empty] | 1 |  | 1 | 0.064923 |  | 0.064923 | 17.0649 |  |  | * |  |  | None | *
5 | 45-GALC-0250 | STEEL,GALV,G90,16 GA,48" COIL | 0 | Purchased Item | Active |  | 1 | 1 |  |  |  | Item | 3 | SFT | 100 | 1 | 3 | Date |  |  | 2024-09-30 15:41 |  | * |  |  | WIP_APU-1 |  |  |  | 3 |  | 1 | 15 |  | 0 | 16 |  |  | * |  |  | None | *
4 | - IP-69816 | STEEL,GALV,G90,16 GA,48" COIL | 0 | Sub-assembly | Active |  | 10 | 1 |  |  |  | Item | 4 | EA | 100 | 1 | 4 | Date |  |  | 2024-09-30 15:41 |  | * | [6 empty] | 4 |  | 1 | 0 |  | 0 | 17 |  |  | * |  |  | None | *
5 | 45-GALC-0250 | STEEL,GALV,G90,16 GA,48" COIL | 0 | Purchased Item | Active |  | 1 | 1 |  |  |  | Item | 0.04 | SFT | 100 | 1 | 0.16 | Date |  |  | 2024-09-30 15:41 |  | * | [6 empty] | 0.16 |  | 1 | 15 |  | 0 | 16 |  |  | * |  |  | None | *
4 | - IP-54554 | STEEL,GALV,G90,16 GA,48" COIL | A | Sub-assembly | Active |  | 11 | 1 |  |  |  | Item | 1 | EA | 100 | 1 | 1 | Date |  |  | 2024-09-30 15:41 |  | * | [6 empty] | 1 |  | 1 | 0.064923 |  | 0.064923 | 17.0649 |  |  | * |  |  | None | *
5 | 45-GALC-0250 | STEEL,GALV,G90,16 GA,48" COIL | 0 | Purchased Item | Active |  | 1 | 1 |  |  |  | Item | 3 | SFT | 100 | 1 | 3 | Date |  |  | 2024-09-30 15:41 |  | * |  |  | WIP_APU-1 |  |  |  | 3 |  | 1 | 15 |  | 0 | 16 |  |  | * |  |  | None | *
4 | 75-SCWH-14-34 | 1/4-14x3/4" SELF DRILL HEX S.H.W PL | 0 | Purchased Item | Active |  | 12 | 1 |  |  |  | Item | 16 | EA | 100 | 1 | 16 | Date |  |  | 2024-09-30 15:41 |  | * | [6 empty] | 16 |  | 1 | 20 |  | 0 | 21 |  |  | * |  |  | None | *
4 | - IP-54553 | STEEL,GALV,G90,16 GA,48" COIL | A | Sub-assembly | Active |  | 13 | 1 |  |  |  | Item | 2 | EA | 100 | 1 | 2 | Date |  |  | 2024-09-30 15:41 |  | * | [6 empty] | 2 |  | 1 | 0.064923 |  | 0.064923 | 17.0649 |  |  | * |  |  | None | *
5 | 45-GALC-0250 | STEEL,GALV,G90,16 GA,48" COIL | 0 | Purchased Item | Active |  | 1 | 1 |  |  |  | Item | 5.25 | SFT | 100 | 1 | 10.5 | Date |  |  | 2024-09-30 15:41 |  | * |  |  | WIP_APU-1 |  |  |  | 10.5 |  | 1 | 15 |  | 0 | 16 |  |  | * |  |  | None | *
4 | 75-SWHS-14-34 | #14 X 3/4 S-HWH SMS HRD STL ZN | 0 | Purchased Item | Active |  | 14 | 1 |  |  |  | Item | 12 | EA | 100 | 1 | 12 | Date |  |  | 2024-09-30 15:41 |  | * | [6 empty] | 12 |  | 1 | 20 |  | 0 | 21 |  |  | * |  |  | None | *
4 | 75-FAST-0242 | 304 STAINLESS STEEL - COTTER PIN - 1/16" X 1/2" | 0 | Purchased Item | Active |  | 15 | 1 |  |  |  | Item | 28 | EA | 100 | 1 | 28 | Date |  |  | 2024-09-30 15:41 |  | * | [6 empty] | 28 |  | 1 | 5 |  | 0 | 6 |  |  | * |  |  | None | *
4 | - IP-54560 | S/S ARC END SEAL #5/8 HOLE 5-3/4 12' | 0 | Sub-assembly | Active |  | 16 | 1 |  |  |  | Item | 2 | EA | 100 | 1 | 2 | Date |  |  | 2024-09-30 15:41 |  | * | [6 empty] | 2 |  | 1 | 0 |  | 0 | 52 |  |  | * |  |  | None | *
5 | 80-DAMP-0188 | ARC END SEAL - 30 GA. STAINLESS STEEL | 0 | Purchased Item | Active |  | 1 | 1 |  |  |  | Item | 5.375 | FT | 100 | 1 | 10.75 | Date |  |  | 2024-09-30 15:41 |  | * | [6 empty] | 10.75 |  | 1 | 50 |  | 0 | 51 |  |  | * |  |  | None | *
5 | IP-54560_DOC | S/S ARC END SEAL #5/8 HOLE 5-3/4 12' | 0 | Reference Item - Document Management | Active |  | 99999 | 1 |  |  |  | Item | 1 | EA | 100 | 1 | 2 | Date |  |  | 2024-09-30 15:41 |  | * | [6 empty] | 2 |  | 1 |  |  | 0 | 0 | [5 empty] | None
4 | - IP-54574 | STEEL,GALV,G90,14 GA,48" COIL | 0 | Sub-assembly | Active |  | 17 | 1 |  |  |  | Item | 2 | EA | 100 | 1 | 2 | Date |  |  | 2024-09-30 15:41 |  | * | [6 empty] | 2 |  | 1 | 0.064923 |  | 0.064923 | 17.0649 |  |  | * |  |  | None | *
5 | 45-GALC-0510 | STEEL,GALV,G90,14 GA,48" COIL | 0 | Purchased Item | Active |  | 1 | 1 |  |  |  | Item | 0.25 | SFT | 100 | 1 | 0.5 | Date |  |  | 2024-09-30 15:41 |  | * |  |  | WIP_APU-1 |  |  |  | 0.5 |  | 1 | 15 |  | 0 | 16 |  |  | * |  |  | None | *
5 | IP-54574_DOC | STEEL,GALV,G90,14 GA,48" COIL | 0 | Reference Item - Document Management | Active |  | 99999 | 1 |  |  |  | Item | 1 | EA | 100 | 1 | 2 | Date |  |  | 2024-09-30 15:41 |  | * | [6 empty] | 2 |  | 1 |  |  | 0 | 0 | [5 empty] | None
4 | - MCYS06-SVA-66264 | SUB ASSY VIRTUAL PARTS DAMPERS | 0 | Phantom item | Active |  | 18 | 1 |  |  |  | Item | 1 | EA | 100 | 1 | 1 | Date |  |  | 2024-09-30 15:41 |  | * | [6 empty] | 1 |  | 1 | 0 |  | 0 | 52 |  |  | * |  |  | None
5 | 85-ADH-3M-740G2 | 3M HYBRID SEALANT 740 (GRAY), 290ML. CASTRIDGE | 0 | Purchased Item | Active |  | 1 | 1 |  |  |  | Item | 1 | EA | 100 | 1 | 1 | Date |  |  | 2024-09-30 15:41 |  | * | [6 empty] | 1 |  | 1 | 30 |  | 0 | 31 |  |  | * |  |  | None | *
5 | 85-ADH-LOC-0638 | ADHESIVE LOCTITE 638 | 0 | Purchased Item | Active |  | 2 | 1 |  |  |  | Item | 8.45 | OZ | 100 | 1 | 8.45 | Date |  |  | 2024-09-30 15:41 |  | * | [6 empty] | 8.45 |  | 1 | 50 |  | 0 | 51 |  |  | * |  |  | None | *
5 | 85-ADH-LOC-7649 | PRIMER LOCTITE 7649 #19269 | 0 | Purchased Item | Active |  | 3 | 1 |  |  |  | Item | 1.05 | OZ | 100 | 1 | 1.05 | Date |  |  | 2024-09-30 15:41 |  | * | [6 empty] | 1.05 |  | 1 | 50 |  | 0 | 51 |  |  | * |  |  | None | *
4 | 75-RIVET-0050 | 304 STAINLESS STEEL - POP RIVET - 1/8" X .188-250" LONG | 0 | Purchased Item | Active |  | 19 | 1 |  |  |  | Item | 10 | EA | 100 | 1 | 10 | Date |  |  | 2024-09-30 15:41 |  | * | [6 empty] | 10 |  | 1 | 20 |  | 0 | 21 |  |  | * |  |  | None | *
3 | 80-ACT-GCA1611U | DAMPER ACTUATOR W/FEEDBACK OU | 0 | Purchased Item | Active |  | 6 | 1 |  |  |  | Item | 1 | EA | 100 | 1 | 1 | Date |  |  | 2024-09-30 15:41 |  | * | [6 empty] | 1 |  | 1 | 40 |  | 0 | 41 |  |  | * |  |  | None | *
2 | - MCYS06-SMA-66134 | FOAM DOOR SUB ASSY 6 | 0 | Sub-assembly | Active |  | 10 | 1 |  |  |  | Item | 1 | EA | 100 | 1 | 1 | Date |  |  | 2024-09-30 15:41 |  | * | [6 empty] | 1 |  | 1 | 0 |  | 2.9486 | 128 |  |  | * |  |  | None | *
3 | - MCYS06-SMA-66223 | LABELS DOOR 6 - SUB ASSY | 0 | Sub-assembly | Active |  | 1 | 1 |  |  |  | Item | 1 | EA | 100 | 1 | 1 | Date |  |  | 2024-09-30 15:41 |  | * | [6 empty] | 1 |  | 1 | 0 |  | 0 | 127 |  |  | * |  |  | None | *
4 | 75-BR-146325A | 1/4" DIAMETER, 0.0630"-0.25" MATERIAL THICKNESS, ALUMINUM BLIND RIVET WITH ALUMINUM MANDREL MCMASTER# 97447A651 | 0 | Purchased Item | Active |  | 1 | 1 |  |  |  | Item | 2 | EA | 100 | 1 | 2 | Date |  |  | 2024-09-30 15:41 |  | * | [6 empty] | 2 |  | 1 | 125 |  | 0 | 126 |  |  | * |  |  | None | *
4 | - 301094P3 | LABEL WARNING HIGH SPEED FAN | 0 | Purchased Item | Active |  | 2 | 1 |  |  |  | Item | 1 | EA | 100 | 1 | 1 | Date |  |  | 2024-10-12 |  | * | [6 empty] | 1 |  | 1 | 5 |  | 0 | 6 |  |  | * |  |  | None | *
5 | 168187 | PRE-PRINTED LABEL SPEC | 0 | Reference Item - Document Management | Active |  | 1 | 1 |  |  |  | Item | 0 | REF | 100 | 1 | 0 | Date |  |  | 2024-10-12 |  | * | [6 empty] | 0 |  | 1 | 5 |  | 0 | 5 | [5 empty] | None
5 | 301094 | LABEL WARNING HIGH SPEED BLWR | 0 | Reference Item - Document Management | Active |  | 99999 | 1 |  |  |  | Item | 0 | EA | 100 | 1 | 0 | Date |  |  | 2024-10-12 |  | * | [6 empty] | 0 |  | 1 | 5 |  | 0 | 5 | [5 empty] | None
4 | - IP-57848 | ROWMARK ULTRA-MATTES BLACK/WHITE 1/8" ENGRAVING PLASTIC # 342402 | 0 | Sub-assembly | Active |  | 3 | 1 |  |  |  | Item | 1 | EA | 100 | 1 | 1 | Date |  |  | 2024-09-30 15:41 |  | * | [6 empty] | 1 |  | 1 | 0 |  | 0 | 7 |  |  | * |  |  | None | *
5 | 10-HOAL-SS0112 | ROWMARK ULTRA-MATTES BLACK/WHITE 1/8" ENGRAVING PLASTIC # 342402 | 0 | Purchased Item | Active |  | 1 | 1 |  |  |  | Item | 0.1125 | SFT | 100 | 1 | 0.1125 | Date |  |  | 2024-09-30 15:41 |  | * | [6 empty] | 0.1125 |  | 1 | 5 |  | 0 | 6 |  |  | * |  |  | None | *
4 | - IP-57855 | ROWMARK ULTRA-MATTES BLACK/WHITE 1/8" ENGRAVING PLASTIC # 342402 | 0 | Sub-assembly | Active |  | 4 | 1 |  |  |  | Item | 1 | EA | 100 | 1 | 1 | Date |  |  | 2024-09-30 15:41 |  | * | [6 empty] | 1 |  | 1 | 0 |  | 0 | 7 |  |  | * |  |  | None | *
5 | 10-HOAL-SS0112 | ROWMARK ULTRA-MATTES BLACK/WHITE 1/8" ENGRAVING PLASTIC # 342402 | 0 | Purchased Item | Active |  | 1 | 1 |  |  |  | Item | 0.1125 | SFT | 100 | 1 | 0.1125 | Date |  |  | 2024-09-30 15:41 |  | * | [6 empty] | 0.1125 |  | 1 | 5 |  | 0 | 6 |  |  | * |  |  | None | *
3 | - MCYSC4-SMA-54718 | DOOR FOAM MAIN ASSY - 1306 - 25" x 72" - TB -IR | A | Sub-assembly | Active |  | 2 | 1 |  |  |  | Item | 1 | EA | 100 | 1 | 1 | Date |  |  | 2024-09-30 15:41 |  | * | [6 empty] | 1 |  | 1 | 2.8837 |  | 2.9486 | 65.8837 |  |  | * |  |  | None | *
4 | - MCYSC4-SMA-54716 | 7-PIN HANDLE OUT-SWING RIGHT | 0 | Sub-assembly | Active |  | 1 | 1 |  |  |  | Item | 1 | EA | 100 | 1 | 1 | Date |  |  | 2024-09-30 15:41 |  | * | [6 empty] | 1 |  | 1 | 0 |  | 0 | 62 |  |  | * |  |  | None | *
5 | 76-HAND-1819 | HANDLE DEFEATER | 0 | Purchased Item | Active |  | 2 | 1 |  |  |  | Item | 1 | EA | 100 | 1 | 1 | Date |  |  | 2024-09-30 15:41 |  | * | [6 empty] | 1 |  | 1 | 30 |  | 0 | 31 |  |  | * |  |  | None | *
5 | 76-HANDLE-0110 | Inside Door Handle - Red Hand Grip #265076-50 | 0 | Purchased Item | Active |  | 3 | 1 |  |  |  | Item | 1 | EA | 100 | 1 | 1 | Date |  |  | 2024-09-30 15:41 |  | * | [6 empty] | 1 |  | 1 | 60 |  | 0 | 61 |  |  | * |  |  | None | *
5 | 76-ROLLER-698 | LONG ROLLER CAM FOR .313 SHAFT, BLACK PLASTIC | 0 | Purchased Item | Active |  | 4 | 1 |  |  |  | Item | 1 | EA | 100 | 1 | 1 | Date |  |  | 2024-09-30 15:41 |  | * | [6 empty] | 1 |  | 1 | 40 |  | 0 | 41 |  |  | * |  |  | None | *
4 | - IP-60368 | 16ga GA Jkt coil 60 | A | Sub-assembly | Active |  | 2 | 1 |  |  |  | Item | 1 | EA | 100 | 1 | 1 | Date |  |  | 2024-09-30 15:41 |  | * | [6 empty] | 1 |  | 1 | 0.064923 |  | 0.064923 | 17.0649 |  |  | * |  |  | None | *
5 | 45-GALC-0225 | STEEL,JKT,A60,16 GA,60" COIL | 0 | Purchased Item | Active |  | 1 | 1 |  |  |  | Item | 0.25 | SFT | 100 | 1 | 0.25 | Date |  |  | 2024-09-30 15:41 |  | * | [6 empty] | 0.25 |  | 1 | 15 |  | 0 | 16 |  |  | * |  |  | None | *
4 | - MCYSC4-SMA-60372 | HANDLE ASSY FOAM DOOR INSWING LEFT | 0 | Sub-assembly | Active |  | 3 | 1 |  |  |  | Item | 3 | EA | 100 | 1 | 3 | Date |  |  | 2024-09-30 15:41 |  | * | [6 empty] | 3 |  | 1 | 0 |  | 0 | 62 |  |  | * |  |  | None | *
5 | 75-NH-3816BPS | 3/8"-16 Distorted-Thread Flange Hex Locknut, Grade G, Black-Phosphate Steel, Mcmaster# 90949A031 | 0 | Purchased Item | Active |  | 1 | 1 |  |  |  | Item | 3 | EA | 100 | 1 | 9 | Date |  |  | 2024-09-30 15:41 |  | * | [6 empty] | 9 |  | 1 | 5 |  | 0 | 6 |  |  | * |  |  | None | *
5 | 76-RCAM-0100 | ROLLER CAM VH 2321S07-R01 #2321S07-R01 | 0 | Purchased Item | Active |  | 4 | 1 |  |  |  | Item | 1 | EA | 100 | 1 | 3 | Date |  |  | 2024-09-30 15:41 |  | * | [6 empty] | 3 |  | 1 | 40 |  | 0 | 41 |  |  | * |  |  | None | *
5 | 76-DOOR-P0003 | TINNERMAN NUT | 0 | Purchased Item | Active |  | 5 | 1 |  |  |  | Item | 1 | EA | 100 | 1 | 3 | Date |  |  | 2024-09-30 15:41 |  | * | [6 empty] | 3 |  | 1 | 30 |  | 0 | 31 |  |  | * |  |  | None | *
5 | 76-HANDLE-0110 | Inside Door Handle - Red Hand Grip #265076-50 | 0 | Purchased Item | Active |  | 6 | 1 |  |  |  | Item | 1 | EA | 100 | 1 | 3 | Date |  |  | 2024-09-30 15:41 |  | * | [6 empty] | 3 |  | 1 | 60 |  | 0 | 61 |  |  | * |  |  | None | *
5 | 76-ARM-2650 | Klimaflex Interlink Arm Allegis P/N 265079-10 | 0 | Purchased Item | Active |  | 9 | 1 |  |  |  | Item | 1 | EA | 100 | 1 | 3 | Date |  |  | 2024-09-30 15:41 |  | * | [6 empty] | 3 |  | 1 | 30 |  | 0 | 31 |  |  | * |  |  | None | *
5 | 76-HOUSING-S75 | KLIMAFLEX LATCH HOUSING 8MM SHAFT FOR 3"DOOR THICKNESS PN 265078-S75 | 0 | Finished Good - Buy | Active |  | 10 | 1 |  |  |  | Item | 1 | EA | 100 | 1 | 3 | Date |  |  | 2024-09-30 15:41 |  | * | [6 empty] | 3 |  | 1 | 40 |  | 0 | 41 |  |  | * |  |  | None | *
5 | 76-HANDLE-0120 | HANDLE STANDARD INSWING | 0 | Purchased Item | Active |  | 11 | 1 |  |  |  | Item | 1 | EA | 100 | 1 | 3 | Date |  |  | 2024-09-30 15:41 |  | * | [6 empty] | 3 |  | 1 | 60 |  | 0 | 61 |  |  | * |  |  | None | *
4 | - IP-54701 | Aluminum 5052,0.040GA Width 45.748" EXTERIOR: Clear Conductive Gloss Only, HEAVY EMBOSSED; INTERIOR: Epoxy primer | 0 | Sub-assembly | Active |  | 4 | 1 |  |  |  | Item | 1 | EA | 100 | 1 | 1 | Date |  |  | 2024-09-30 15:41 |  | * | [6 empty] | 1 |  | 1 | 0.024346 |  | 0.024346 | 17.0243 |  |  | * |  |  | None | *
5 | 46-PRPCAL040EG1 | ALUMINUM 5052,0.040GA WIDTH 45.748" EXTERIOR: CLEAR CONDUCTIVE GLOSS ONLY, HEAVY EMBOSSED; INTERIOR: EPOXY PRIMER | 0 | Purchased Item | Active |  | 1 | 1 |  |  |  | Item | 12.165 | SFT | 100 | 1 | 12.165 | Date |  |  | 2024-09-30 15:41 |  | * | [6 empty] | 12.165 |  | 1 | 15 |  | 0 | 16 |  |  | * |  |  | None | *
4 | - IP-54707 | STEEL,304-L S/S,20 GA,60" COIL | 0 | Sub-assembly | Active |  | 5 | 1 |  |  |  | Item | 1 | EA | 100 | 1 | 1 | Date |  |  | 2024-09-30 15:41 |  | * | [6 empty] | 1 |  | 1 | 0 |  | 0 | 17 |  |  | * |  |  | None | *
5 | 45-304L-C0150 | STEEL,304-L S/S,20 GA,60" COIL | 0 | Purchased Item | Active |  | 1 | 1 |  |  |  | Item | 12.165 | SFT | 100 | 1 | 12.165 | Date |  |  | 2024-09-30 15:41 |  | * | [6 empty] | 12.165 |  | 1 | 15 |  | 0 | 16 |  |  | * |  |  | None | *
4 | - MCYSC4-SMA-54709 | BOOM FOAM EXTERNAL FRAME SUB ASSY TB | 0 | Sub-assembly | Active |  | 6 | 1 |  |  |  | Item | 1 | EA | 100 | 1 | 1 | Date |  |  | 2024-09-30 15:41 |  | * | [6 empty] | 1 |  | 1 | 0 |  | 0 | 53 |  |  | * |  |  | None | *
5 | - IP-54712 | 3" EXT. AL. DOOR FRAME, THERMAL BRAKE, (B) GRAY COATED, DIE # 12005 | 0 | Sub-assembly | Active |  | 1 | 1 |  |  |  | Item | 2 | EA | 100 | 1 | 2 | Date |  |  | 2024-09-30 15:41 |  | * | [6 empty] | 2 |  | 1 | 0 |  | 0 | 52 |  |  | * |  |  | None | *
6 | 76-AD-12005GTB | 3" EXT. AL. DOOR FRAME, THERMAL BRAKE, (B) GRAY COATED, DIE # 12005 | 0 | Purchased Item | Active |  | 1 | 1 |  |  |  | Item | 6.464 | FT | 100 | 1 | 12.928 | Date |  |  | 2024-09-30 15:41 |  | * | [6 empty] | 12.928 |  | 1 | 50 |  | 0 | 51 |  |  | * |  |  | None | *
5 | - IP-54711 | 3" EXT. AL. DOOR FRAME, THERMAL BRAKE, (B) GRAY COATED, DIE # 12005 | 0 | Sub-assembly | Active |  | 2 | 1 |  |  |  | Item | 2 | EA | 100 | 1 | 2 | Date |  |  | 2024-09-30 15:41 |  | * | [6 empty] | 2 |  | 1 | 0 |  | 0 | 52 |  |  | * |  |  | None | *
6 | 76-AD-12005GTB | 3" EXT. AL. DOOR FRAME, THERMAL BRAKE, (B) GRAY COATED, DIE # 12005 | 0 | Purchased Item | Active |  | 1 | 1 |  |  |  | Item | 2.547 | FT | 100 | 1 | 5.094 | Date |  |  | 2024-09-30 15:41 |  | * | [6 empty] | 5.094 |  | 1 | 50 |  | 0 | 51 |  |  | * |  |  | None | *
5 | 75-SCW-6201 | #6-20 X 1" SQUARE PAN HEAD SELF DRILLING SCREW 410 STAINLESS STEEL #2 POINT EPOXY PN 0176160 | 0 | Purchased Item | Active |  | 3 | 1 |  |  |  | Item | 8 | EA | 100 | 1 | 8 | Date |  |  | 2024-09-30 15:41 |  | * | [6 empty] | 8 |  | 1 | 20 |  | 0 | 21 |  |  | * |  |  | None | *
4 | - MCYSC4-SMA-54710 | BOOM FOAM INTERNAL FRAME SUB ASSY TB | 0 | Sub-assembly | Active |  | 7 | 1 |  |  |  | Item | 1 | EA | 100 | 1 | 1 | Date |  |  | 2024-09-30 15:41 |  | * | [6 empty] | 1 |  | 1 | 0 |  | 0 | 53 |  |  | * |  |  | None | *
5 | - IP-54714 | 3" AL. DOOR FRAME, THERMAL BRAKE, (A) GRAY COATED, DIE # 12003 | 0 | Sub-assembly | Active |  | 1 | 1 |  |  |  | Item | 2 | EA | 100 | 1 | 2 | Date |  |  | 2024-09-30 15:41 |  | * | [6 empty] | 2 |  | 1 | 0 |  | 0 | 52 |  |  | * |  |  | None | *
6 | 76-AD-12003GTB | 3" EXT. AL. DOOR FRAME, THERMAL BRAKE, (B) GRAY COATED, DIE # 12005 | 0 | Purchased Item | Active |  | 1 | 1 |  |  |  | Item | 6.224 | FT | 100 | 1 | 12.448 | Date |  |  | 2024-09-30 15:41 |  | * | [6 empty] | 12.448 |  | 1 | 50 |  | 0 | 51 |  |  | * |  |  | None | *
5 | - IP-54713 | 3" AL. DOOR FRAME, THERMAL BRAKE, (A) GRAY COATED, DIE # 12003 | 0 | Sub-assembly | Active |  | 2 | 1 |  |  |  | Item | 2 | EA | 100 | 1 | 2 | Date |  |  | 2024-09-30 15:41 |  | * | [6 empty] | 2 |  | 1 | 0 |  | 0 | 52 |  |  | * |  |  | None | *
6 | 76-AD-12003GTB | 3" EXT. AL. DOOR FRAME, THERMAL BRAKE, (B) GRAY COATED, DIE # 12005 | 0 | Purchased Item | Active |  | 1 | 1 |  |  |  | Item | 2.307 | FT | 100 | 1 | 4.614 | Date |  |  | 2024-09-30 15:41 |  | * | [6 empty] | 4.614 |  | 1 | 50 |  | 0 | 51 |  |  | * |  |  | None | *
5 | 75-SCW-6201 | #6-20 X 1" SQUARE PAN HEAD SELF DRILLING SCREW 410 STAINLESS STEEL #2 POINT EPOXY PN 0176160 | 0 | Purchased Item | Active |  | 3 | 1 |  |  |  | Item | 8 | EA | 100 | 1 | 8 | Date |  |  | 2024-09-30 15:41 |  | * | [6 empty] | 8 |  | 1 | 20 |  | 0 | 21 |  |  | * |  |  | None | *
4 | - MCYSC4-SMA-54690 | HINGE SUB ASSY - FOAM DOOR | 0 | Sub-assembly | Active |  | 8 | 1 |  |  |  | Item | 4 | EA | 100 | 1 | 4 | Date |  |  | 2024-09-30 15:41 |  | * | [6 empty] | 4 |  | 1 | 0 |  | 0 | 32 |  |  | * |  |  | None | *
5 | 76-HING-AC0210 | Part of Assembly ALLEGIS HINGE #AC0210-T2 | 0 | Purchased Item | Active |  | 1 | 1 |  |  |  | Item | 1 | EA | 100 | 1 | 4 | Date |  |  | 2024-09-30 15:41 |  | * | [6 empty] | 4 |  | 1 | 30 |  | 0 | 31 |  |  | * |  |  | None | *
5 | 75-BPH-142012 | 1/4"-20 X 1/2", 410 STAINLESS STEEL THREAD-CUTTING SCREW, PHILLIPS HEAD # 98273A355 | 0 | Purchased Item | Active |  | 2 | 1 |  |  |  | Item | 6 | EA | 100 | 1 | 24 | Date |  |  | 2024-09-30 15:41 |  | * | [6 empty] | 24 |  | 1 | 25 |  | 0 | 26 |  |  | * |  |  | None | *
4 | 75-SCWH-14-114S | 1/4-14X1 1/4"S.DRILL HEAX HEAD 410SS | 0 | Purchased Item | Active |  | 9 | 1 |  |  |  | Item | 6 | EA | 100 | 1 | 6 | Date |  |  | 2024-09-30 15:41 |  | * | [6 empty] | 6 |  | 1 | 20 |  | 0 | 21 |  |  | * |  |  | None | *
4 | - IP-54700 | R-max Polyisocyanurate Foam Board, 2.5lbs/ft3, GRF faced, 2.0” thick, 43 x 120” | 0 | Sub-assembly | Active |  | 10 | 1 |  |  |  | Item | 1 | EA | 100 | 1 | 1 | Date |  |  | 2024-09-30 15:41 |  | * | [6 empty] | 1 |  | 1 | 0 |  | 0 | 17 |  |  | * |  |  | None | *
5 | 35-INSU-RM24312 | R-MAX POLYISOCYANURATE FOAM BOARD, 2.5LBS/FT3, GRF FACED, 2.0” THICK, 43 X 120” | 0 | Purchased Item | Active |  | 1 | 1 |  |  |  | Item | 12.165 | SFT | 100 | 1 | 12.165 | Date |  |  | 2024-09-30 15:41 |  | * | [6 empty] | 12.165 |  | 1 | 15 |  | 0 | 16 |  |  | * |  |  | None | *
4 | - IP-60453 | 0.063 AL Solid coil 60 | A | Sub-assembly | Active |  | 11 | 1 |  |  |  | Item | 1 | EA | 100 | 1 | 1 | Date |  |  | 2024-09-30 15:41 |  | * | [6 empty] | 1 |  | 1 | 0.064923 |  | 0.064923 | 17.0649 |  |  | * |  |  | None | *
5 | 45-A03C063-60 | ALUMINUM,3003,.063",60" COIL | 0 | Purchased Item | Active |  | 1 | 1 |  |  |  | Item | 0.032 | SFT | 100 | 1 | 0.032 | Date |  |  | 2024-09-30 15:41 |  | * | [6 empty] | 0.032 |  | 1 | 15 |  | 0 | 16 |  |  | * |  |  | None | *
4 | 75-SCWH-14-34SS | 304 STAINLESS STEEL-TEK SCREW-1/4"-14 THREADS PER INCH X 3/4" LONG | 0 | Purchased Item | Active |  | 12 | 1 |  |  |  | Item | 2 | EA | 100 | 1 | 2 | Date |  |  | 2024-09-30 15:41 |  | * | [6 empty] | 2 |  | 1 | 20 |  | 0 | 21 |  |  | * |  |  | None | *
4 | - MCYS06-SVA-66271 | SUB ASSY VIRTUAL PARTS DOORS | 0 | Phantom item | Active |  | 13 | 1 |  |  |  | Item | 1 | EA | 100 | 1 | 1 | Date |  |  | 2024-09-30 15:41 |  | * | [6 empty] | 1 |  | 1 | 0 |  | 0 | 32 |  |  | * |  |  | None
5 | 85-ADH-3M-740G2 | 3M HYBRID SEALANT 740 (GRAY), 290ML. CASTRIDGE | 0 | Purchased Item | Active |  | 1 | 1 |  |  |  | Item | 1 | EA | 100 | 1 | 1 | Date |  |  | 2024-09-30 15:41 |  | * | [6 empty] | 1 |  | 1 | 30 |  | 0 | 31 |  |  | * |  |  | None | *
5 | 85-GASK-B273BT | SQUARE GASKET 0.5" X 0.38" WATER TIGHT RUBBER SEAL TRIM-LOK P/N: B273BT SINGLE | 0 | Purchased Item | Active |  | 2 | 1 |  |  |  | Item | 35 | FT | 100 | 1 | 35 | Date |  |  | 2024-09-30 15:41 |  | * | [6 empty] | 35 |  | 1 | 5 |  | 0 | 6 |  |  | * |  |  | None | *
5 | 85-ADH-3M-550G | 3M POLYURETHANE ADHESIVE SEALANT 550 FAST CURE GRAY, 10.5 OZ CASTRIDGE | 0 | Purchased Item | Active |  | 3 | 1 |  |  |  | Item | 1 | EA | 100 | 1 | 1 | Date |  |  | 2024-09-30 15:41 |  | * | [6 empty] | 1 |  | 1 | 30 |  | 0 | 31 |  |  | * |  |  | None | *
3 | - IP-60335 | 16ga GA Jkt coil 60 | L | Sub-assembly | Active |  | 3 | 1 |  |  |  | Item | 2 | EA | 100 | 1 | 2 | Date |  |  | 2024-09-30 15:41 |  | * | [6 empty] | 2 |  | 1 | 0.064923 |  | 0.064923 | 17.0649 |  |  | * |  |  | None | *
4 | 45-GALC-0225 | STEEL,JKT,A60,16 GA,60" COIL | 0 | Purchased Item | Active |  | 1 | 1 |  |  |  | Item | 0.98171 | SFT | 100 | 1 | 1.9634 | Date |  |  | 2024-09-30 15:41 |  | * | [6 empty] | 1.9634 |  | 1 | 15 |  | 0 | 16 |  |  | * |  |  | None | *
4 | IP-60335_DOC | 16ga GA Jkt coil 60 | 0 | Reference Item - Document Management | Active |  | 22 | 1 |  |  |  | Item | 1 | EA | 100 | 1 | 2 | Date |  |  | 2024-09-30 15:41 |  | * | [6 empty] | 2 |  | 1 |  |  | 0 | 0 | [5 empty] | None
3 | - MCYSC4-SMA-60377 | DOOR STOP - LEFT SS 1 | 0 | Sub-assembly | Active |  | 4 | 1 |  |  |  | Item | 1 | EA | 100 | 1 | 1 | Date |  |  | 2024-09-30 15:41 |  | * | [6 empty] | 1 |  | 1 | 0 |  | 0.064923 | 62 |  |  | * |  |  | None | *
4 | 75-RB-11438 | RUBBER BUMPER, RED, 1-1/4" DIA. X 1-1/4” HGT., 3/8"-16 THREADED HOLE, SHORE 85A, MCMASTER 9546K51 | 0 | Purchased Item | Active |  | 1 | 1 |  |  |  | Item | 1 | EA | 100 | 1 | 1 | Date |  |  | 2024-09-30 15:41 |  | * | [6 empty] | 1 |  | 1 | 5 |  | 0 | 6 |  |  | * |  |  | None | *
4 | 75-SCRW-S142034 | SCREW 1 4 X 20 X 3-4 | 0 | Purchased Item | Active |  | 2 | 1 |  |  |  | Item | 2 | EA | 100 | 1 | 2 | Date |  |  | 2024-09-30 15:41 |  | * | [6 empty] | 2 |  | 1 | 60 |  | 0 | 61 |  |  | * |  |  | None | *
4 | 75-W-38-LOCK-P | Zinc Plated-Lock Washer-3/8" | 0 | Purchased Item | Active |  | 3 | 1 |  |  |  | Item | 1 | EA | 100 | 1 | 1 | Date |  |  | 2024-09-30 15:41 |  | * | [6 empty] | 1 |  | 1 | 20 |  | 0 | 21 |  |  | * |  |  | None | *
4 | 75-BH-381634-P | 3/8-16X3/4-HEX/BOLT-PLT-G5 | 0 | Purchased Item | Active |  | 4 | 1 |  |  |  | Item | 1 | EA | 100 | 1 | 1 | Date |  |  | 2024-09-30 15:41 |  | * | [6 empty] | 1 |  | 1 | 5 |  | 0 | 6 |  |  | * |  |  | None | *
4 | - IP-60376 | 12ga SS 304L Solid 60x120 | A | Sub-assembly | Active |  | 5 | 1 |  |  |  | Item | 1 | EA | 100 | 1 | 1 | Date |  |  | 2024-09-30 15:41 |  | * | [6 empty] | 1 |  | 1 | 0.064923 |  | 0.064923 | 22.0649 |  |  | * |  |  | None | *
5 | 45-304L-0155 | STEEL,304L,S/S,12GA,60X120 | 0 | Purchased Item | Active |  | 1 | 1 |  |  |  | Item | 0.25 | SFT | 100 | 1 | 0.25 | Date |  |  | 2024-09-30 15:41 |  | * |  |  | WIP_APU-1 |  |  |  | 0.25 |  | 1 | 20 |  | 0 | 21 |  |  | * |  |  | None | *
4 | 75-W-38-FLAT-P | Zinc Plated-Flat Washer-3/8" | 0 | Purchased Item | Active |  | 6 | 1 |  |  |  | Item | 1 | EA | 100 | 1 | 1 | Date |  |  | 2024-09-30 15:41 |  | * | [6 empty] | 1 |  | 1 | 15 |  | 0 | 16 |  |  | * |  |  | None | *
3 | - IP-60336 | 16ga GA Jkt coil 60 | L | Sub-assembly | Active |  | 5 | 1 |  |  |  | Item | 2 | EA | 100 | 1 | 2 | Date |  |  | 2024-09-30 15:41 |  | * | [6 empty] | 2 |  | 1 | 0.064923 |  | 0.064923 | 17.0649 |  |  | * |  |  | None | *
4 | 45-GALC-0225 | STEEL,JKT,A60,16 GA,60" COIL | 0 | Purchased Item | Active |  | 1 | 1 |  |  |  | Item | 2.4518 | SFT | 100 | 1 | 4.9036 | Date |  |  | 2024-09-30 15:41 |  | * | [6 empty] | 4.9036 |  | 1 | 15 |  | 0 | 16 |  |  | * |  |  | None | *
4 | IP-60336_DOC | 16ga GA Jkt coil 60 | 0 | Reference Item - Document Management | Active |  | 23 | 1 |  |  |  | Item | 1 | EA | 100 | 1 | 2 | Date |  |  | 2024-09-30 15:41 |  | * | [6 empty] | 2 |  | 1 |  |  | 0 | 0 | [5 empty] | None
3 | - MCYS06-SMA-66152 | DOOR 6 - INSTALLATION HARDWARE | 0 | Sub-assembly | Active |  | 6 | 1 |  |  |  | Item | 1 | EA | 100 | 1 | 1 | Date |  |  | 2024-09-30 15:41 |  | * | [6 empty] | 1 |  | 1 | 0 |  | 0 | 42 |  |  | * |  |  | None | *
4 | 75-SCWR-818-34 | SELF DRILLING SCREW 8-18, 3/4" LENGTH, ZINC PLATED PAN HEAD PHILLIPS, PART NO. 94060A197 | 0 | Purchased Item | Active |  | 1 | 1 |  |  |  | Item | 24 | EA | 100 | 1 | 24 | Date |  |  | 2024-09-30 15:41 |  | * | [6 empty] | 24 |  | 1 | 40 |  | 0 | 41 |  |  | * |  |  | None | *
4 | 75-SCWH-14-114 | 1/4-14x1 1/4" SELF DRILL S.H.W PL | 0 | Purchased Item | Active |  | 2 | 1 |  |  |  | Item | 29 | EA | 100 | 1 | 29 | Date |  |  | 2024-09-30 15:41 |  | * | [6 empty] | 29 |  | 1 | 20 |  | 0 | 21 |  |  | * |  |  | None | *
3 | - IP-57641 | C-RG-61, MATERIAL: 16 GA JKT | A | Sub-assembly | Active |  | 7 | 1 |  |  |  | Item | 1 | EA | 100 | 1 | 1 | Date |  |  | 2024-09-30 15:41 |  | * | [6 empty] | 1 |  | 1 | 0.064923 |  | 0.064923 | 17.0649 |  |  | * |  |  | None | *
4 | 45-GALC-0225 | STEEL,JKT,A60,16 GA,60" COIL | 0 | Purchased Item | Active |  | 1 | 1 |  |  |  | Item | 0.822 | SFT | 100 | 1 | 0.822 | Date |  |  | 2024-09-30 15:41 |  | * | [6 empty] | 0.822 |  | 1 | 15 |  | 0 | 16 |  |  | * |  |  | None | *
2 | - MCYS06-SMA-66139 | FOAM DOOR SUB ASSY 11 | 0 | Sub-assembly | Active |  | 11 | 1 |  |  |  | Item | 1 | EA | 100 | 1 | 1 | Date |  |  | 2024-09-30 15:41 |  | * | [6 empty] | 1 |  | 1 | 0 |  | 2.9486 | 128 |  |  | * |  |  | None | *
3 | - MCYS06-SMA-66157 | DOOR 11 - INSTALLATION HARDWARE | 0 | Sub-assembly | Active |  | 1 | 1 |  |  |  | Item | 1 | EA | 100 | 1 | 1 | Date |  |  | 2024-09-30 15:41 |  | * | [6 empty] | 1 |  | 1 | 0 |  | 0 | 22 |  |  | * |  |  | None | *
4 | 75-SCWH-14-114 | 1/4-14x1 1/4" SELF DRILL S.H.W PL | 0 | Purchased Item | Active |  | 1 | 1 |  |  |  | Item | 33 | EA | 100 | 1 | 33 | Date |  |  | 2024-09-30 15:41 |  | * | [6 empty] | 33 |  | 1 | 20 |  | 0 | 21 |  |  | * |  |  | None | *
4 | 75-SCWR-818-34S | SELF DRILLING SCREW 8-18,3/4" LENGTH, 410 STAINLESS STEEL PAN HEAD PHILLIPS, PART NO. 0128165 | 0 | Purchased Item | Active |  | 2 | 1 |  |  |  | Item | 24 | EA | 100 | 1 | 24 | Date |  |  | 2024-09-30 15:41 |  | * | [6 empty] | 24 |  | 1 | 20 |  | 0 | 21 |  |  | * |  |  | None | *
3 | - IP-60379 | 16ga SS 304L Solid coil 60 | L | Sub-assembly | Active |  | 2 | 1 |  |  |  | Item | 1 | EA | 100 | 1 | 1 | Date |  |  | 2024-09-30 15:41 |  | * | [6 empty] | 1 |  | 1 | 0.064923 |  | 0.064923 | 12.0649 |  |  | * |  |  | None | *
4 | 45-304L-C0110 | STEEL,304-L S/S,16 GA,60" COIL | 0 | Purchased Item | Active |  | 1 | 1 |  |  |  | Item | 2.4518 | SFT | 100 | 1 | 2.4518 | Date |  |  | 2024-09-30 15:41 |  | * | [6 empty] | 2.4518 |  | 1 | 10 |  | 0 | 11 |  |  | * |  |  | None | *
4 | IP-60379_DOC | 16ga SS 304L Solid coil 60 | 0 | Reference Item - Document Management | Active |  | 26 | 1 |  |  |  | Item | 1 | EA | 100 | 1 | 1 | Date |  |  | 2024-09-30 15:41 |  | * | [6 empty] | 1 |  | 1 | 5 |  | 0 | 5 | [5 empty] | None
3 | - IP-60378 | 16ga SS 304L Solid coil 60 | L | Sub-assembly | Active |  | 3 | 1 |  |  |  | Item | 2 | EA | 100 | 1 | 2 | Date |  |  | 2024-09-30 15:41 |  | * | [6 empty] | 2 |  | 1 | 0.064923 |  | 0.064923 | 51.0649 |  |  | * |  |  | None | *
4 | 45-304L-C0110 | STEEL,304-L S/S,16 GA,60" COIL | 0 | Purchased Item | Active |  | 1 | 1 |  |  |  | Item | 0.98171 | SFT | 100 | 1 | 1.9634 | Date |  |  | 2024-09-30 15:41 |  | * | [6 empty] | 1.9634 |  | 1 | 10 |  | 0 | 11 |  |  | * |  |  | None | *
4 | IP-60378_DOC | 16ga SS 304L Solid coil 60 | 0 | Reference Item - Document Management | Active |  | 25 | 1 |  |  |  | Item | 1 | EA | 100 | 1 | 2 | Date |  |  | 2024-09-30 15:41 |  | * | [6 empty] | 2 |  | 1 | 50 |  | 0 | 50 | [5 empty] | None
3 | - IP-60380 | 16ga SS 304L Solid coil 60 | L | Sub-assembly | Active |  | 4 | 1 |  |  |  | Item | 1 | EA | 100 | 1 | 1 | Date |  |  | 2024-09-30 15:41 |  | * | [6 empty] | 1 |  | 1 | 0.064923 |  | 0.064923 | 12.0649 |  |  | * |  |  | None | *
4 | 45-304L-C0110 | STEEL,304-L S/S,16 GA,60" COIL | 0 | Purchased Item | Active |  | 1 | 1 |  |  |  | Item | 2.3009 | SFT | 100 | 1 | 2.3009 | Date |  |  | 2024-09-30 15:41 |  | * | [6 empty] | 2.3009 |  | 1 | 10 |  | 0 | 11 |  |  | * |  |  | None | *
4 | IP-60380_DOC | 16ga SS 304L Solid coil 60 | 0 | Reference Item - Document Management | Active |  | 59 | 1 |  |  |  | Item | 1 | EA | 100 | 1 | 1 | Date |  |  | 2024-09-30 15:41 |  | * | [6 empty] | 1 |  | 1 |  |  | 0 | 0 | [5 empty] | None
3 | - MCYSC4-SMA-54731 | DOOR FOAM MAIN ASSY - 1322 - 25" x 72" - TB - OR | A | Sub-assembly | Active |  | 5 | 1 |  |  |  | Item | 1 | EA | 100 | 1 | 1 | Date |  |  | 2024-09-30 15:41 |  | * | [6 empty] | 1 |  | 1 | 2.8837 |  | 2.9486 | 65.8837 |  |  | * |  |  | None | *
4 | - IP-54701 | Aluminum 5052,0.040GA Width 45.748" EXTERIOR: Clear Conductive Gloss Only, HEAVY EMBOSSED; INTERIOR: Epoxy primer | 0 | Sub-assembly | Active |  | 1 | 1 |  |  |  | Item | 1 | EA | 100 | 1 | 1 | Date |  |  | 2024-09-30 15:41 |  | * | [6 empty] | 1 |  | 1 | 0.024346 |  | 0.024346 | 17.0243 |  |  | * |  |  | None | *
5 | 46-PRPCAL040EG1 | ALUMINUM 5052,0.040GA WIDTH 45.748" EXTERIOR: CLEAR CONDUCTIVE GLOSS ONLY, HEAVY EMBOSSED; INTERIOR: EPOXY PRIMER | 0 | Purchased Item | Active |  | 1 | 1 |  |  |  | Item | 12.165 | SFT | 100 | 1 | 12.165 | Date |  |  | 2024-09-30 15:41 |  | * | [6 empty] | 12.165 |  | 1 | 15 |  | 0 | 16 |  |  | * |  |  | None | *
4 | - IP-54707 | STEEL,304-L S/S,20 GA,60" COIL | 0 | Sub-assembly | Active |  | 2 | 1 |  |  |  | Item | 1 | EA | 100 | 1 | 1 | Date |  |  | 2024-09-30 15:41 |  | * | [6 empty] | 1 |  | 1 | 0 |  | 0 | 17 |  |  | * |  |  | None | *
5 | 45-304L-C0150 | STEEL,304-L S/S,20 GA,60" COIL | 0 | Purchased Item | Active |  | 1 | 1 |  |  |  | Item | 12.165 | SFT | 100 | 1 | 12.165 | Date |  |  | 2024-09-30 15:41 |  | * | [6 empty] | 12.165 |  | 1 | 15 |  | 0 | 16 |  |  | * |  |  | None | *
4 | - MCYSC4-SMA-54709 | BOOM FOAM EXTERNAL FRAME SUB ASSY TB | 0 | Sub-assembly | Active |  | 3 | 1 |  |  |  | Item | 1 | EA | 100 | 1 | 1 | Date |  |  | 2024-09-30 15:41 |  | * | [6 empty] | 1 |  | 1 | 0 |  | 0 | 53 |  |  | * |  |  | None | *
5 | - IP-54712 | 3" EXT. AL. DOOR FRAME, THERMAL BRAKE, (B) GRAY COATED, DIE # 12005 | 0 | Sub-assembly | Active |  | 1 | 1 |  |  |  | Item | 2 | EA | 100 | 1 | 2 | Date |  |  | 2024-09-30 15:41 |  | * | [6 empty] | 2 |  | 1 | 0 |  | 0 | 52 |  |  | * |  |  | None | *
6 | 76-AD-12005GTB | 3" EXT. AL. DOOR FRAME, THERMAL BRAKE, (B) GRAY COATED, DIE # 12005 | 0 | Purchased Item | Active |  | 1 | 1 |  |  |  | Item | 6.464 | FT | 100 | 1 | 12.928 | Date |  |  | 2024-09-30 15:41 |  | * | [6 empty] | 12.928 |  | 1 | 50 |  | 0 | 51 |  |  | * |  |  | None | *
5 | - IP-54711 | 3" EXT. AL. DOOR FRAME, THERMAL BRAKE, (B) GRAY COATED, DIE # 12005 | 0 | Sub-assembly | Active |  | 2 | 1 |  |  |  | Item | 2 | EA | 100 | 1 | 2 | Date |  |  | 2024-09-30 15:41 |  | * | [6 empty] | 2 |  | 1 | 0 |  | 0 | 52 |  |  | * |  |  | None | *
6 | 76-AD-12005GTB | 3" EXT. AL. DOOR FRAME, THERMAL BRAKE, (B) GRAY COATED, DIE # 12005 | 0 | Purchased Item | Active |  | 1 | 1 |  |  |  | Item | 2.547 | FT | 100 | 1 | 5.094 | Date |  |  | 2024-09-30 15:41 |  | * | [6 empty] | 5.094 |  | 1 | 50 |  | 0 | 51 |  |  | * |  |  | None | *
5 | 75-SCW-6201 | #6-20 X 1" SQUARE PAN HEAD SELF DRILLING SCREW 410 STAINLESS STEEL #2 POINT EPOXY PN 0176160 | 0 | Purchased Item | Active |  | 3 | 1 |  |  |  | Item | 8 | EA | 100 | 1 | 8 | Date |  |  | 2024-09-30 15:41 |  | * | [6 empty] | 8 |  | 1 | 20 |  | 0 | 21 |  |  | * |  |  | None | *
4 | - 7-PIN HANDLE OUT-SWING RIGHT | 7-PIN HANDLE OUT-SWING RIGHT - SUB ASSY | 0 | Phantom item | Active |  | 4 | 1 |  |  |  | Item | 1 | EA | 100 | 1 | 1 | Date |  |  | 2024-09-30 15:41 |  | * | [6 empty] | 1 |  | 1 | 0 |  | 0 | 62 |  |  | * |  |  | None
5 | 76-HAND-1819 | HANDLE DEFEATER | 0 | Purchased Item | Active |  | 2 | 1 |  |  |  | Item | 1 | EA | 100 | 1 | 1 | Date |  |  | 2024-09-30 15:41 |  | * | [6 empty] | 1 |  | 1 | 30 |  | 0 | 31 |  |  | * |  |  | None | *
5 | 76-HANDLE-0110 | Inside Door Handle - Red Hand Grip #265076-50 | 0 | Purchased Item | Active |  | 3 | 1 |  |  |  | Item | 1 | EA | 100 | 1 | 1 | Date |  |  | 2024-09-30 15:41 |  | * | [6 empty] | 1 |  | 1 | 60 |  | 0 | 61 |  |  | * |  |  | None | *
5 | 76-ROLLER-698 | LONG ROLLER CAM FOR .313 SHAFT, BLACK PLASTIC | 0 | Purchased Item | Active |  | 4 | 1 |  |  |  | Item | 1 | EA | 100 | 1 | 1 | Date |  |  | 2024-09-30 15:41 |  | * | [6 empty] | 1 |  | 1 | 40 |  | 0 | 41 |  |  | * |  |  | None | *
4 | - MCYSC4-SMA-54710 | BOOM FOAM INTERNAL FRAME SUB ASSY TB | 0 | Sub-assembly | Active |  | 5 | 1 |  |  |  | Item | 1 | EA | 100 | 1 | 1 | Date |  |  | 2024-09-30 15:41 |  | * | [6 empty] | 1 |  | 1 | 0 |  | 0 | 53 |  |  | * |  |  | None | *
5 | - IP-54714 | 3" AL. DOOR FRAME, THERMAL BRAKE, (A) GRAY COATED, DIE # 12003 | 0 | Sub-assembly | Active |  | 1 | 1 |  |  |  | Item | 2 | EA | 100 | 1 | 2 | Date |  |  | 2024-09-30 15:41 |  | * | [6 empty] | 2 |  | 1 | 0 |  | 0 | 52 |  |  | * |  |  | None | *
6 | 76-AD-12003GTB | 3" EXT. AL. DOOR FRAME, THERMAL BRAKE, (B) GRAY COATED, DIE # 12005 | 0 | Purchased Item | Active |  | 1 | 1 |  |  |  | Item | 6.224 | FT | 100 | 1 | 12.448 | Date |  |  | 2024-09-30 15:41 |  | * | [6 empty] | 12.448 |  | 1 | 50 |  | 0 | 51 |  |  | * |  |  | None | *
5 | - IP-54713 | 3" AL. DOOR FRAME, THERMAL BRAKE, (A) GRAY COATED, DIE # 12003 | 0 | Sub-assembly | Active |  | 2 | 1 |  |  |  | Item | 2 | EA | 100 | 1 | 2 | Date |  |  | 2024-09-30 15:41 |  | * | [6 empty] | 2 |  | 1 | 0 |  | 0 | 52 |  |  | * |  |  | None | *
6 | 76-AD-12003GTB | 3" EXT. AL. DOOR FRAME, THERMAL BRAKE, (B) GRAY COATED, DIE # 12005 | 0 | Purchased Item | Active |  | 1 | 1 |  |  |  | Item | 2.307 | FT | 100 | 1 | 4.614 | Date |  |  | 2024-09-30 15:41 |  | * | [6 empty] | 4.614 |  | 1 | 50 |  | 0 | 51 |  |  | * |  |  | None | *
5 | 75-SCW-6201 | #6-20 X 1" SQUARE PAN HEAD SELF DRILLING SCREW 410 STAINLESS STEEL #2 POINT EPOXY PN 0176160 | 0 | Purchased Item | Active |  | 3 | 1 |  |  |  | Item | 8 | EA | 100 | 1 | 8 | Date |  |  | 2024-09-30 15:41 |  | * | [6 empty] | 8 |  | 1 | 20 |  | 0 | 21 |  |  | * |  |  | None | *
4 | - MCYSC4-SMA-54690 | HINGE SUB ASSY - FOAM DOOR | 0 | Sub-assembly | Active |  | 6 | 1 |  |  |  | Item | 4 | EA | 100 | 1 | 4 | Date |  |  | 2024-09-30 15:41 |  | * | [6 empty] | 4 |  | 1 | 0 |  | 0 | 32 |  |  | * |  |  | None | *
5 | 76-HING-AC0210 | Part of Assembly ALLEGIS HINGE #AC0210-T2 | 0 | Purchased Item | Active |  | 1 | 1 |  |  |  | Item | 1 | EA | 100 | 1 | 4 | Date |  |  | 2024-09-30 15:41 |  | * | [6 empty] | 4 |  | 1 | 30 |  | 0 | 31 |  |  | * |  |  | None | *
5 | 75-BPH-142012 | 1/4"-20 X 1/2", 410 STAINLESS STEEL THREAD-CUTTING SCREW, PHILLIPS HEAD # 98273A355 | 0 | Purchased Item | Active |  | 2 | 1 |  |  |  | Item | 6 | EA | 100 | 1 | 24 | Date |  |  | 2024-09-30 15:41 |  | * | [6 empty] | 24 |  | 1 | 25 |  | 0 | 26 |  |  | * |  |  | None | *
4 | - IP-54700 | R-max Polyisocyanurate Foam Board, 2.5lbs/ft3, GRF faced, 2.0” thick, 43 x 120” | 0 | Sub-assembly | Active |  | 7 | 1 |  |  |  | Item | 1 | EA | 100 | 1 | 1 | Date |  |  | 2024-09-30 15:41 |  | * | [6 empty] | 1 |  | 1 | 0 |  | 0 | 17 |  |  | * |  |  | None | *
5 | 35-INSU-RM24312 | R-MAX POLYISOCYANURATE FOAM BOARD, 2.5LBS/FT3, GRF FACED, 2.0” THICK, 43 X 120” | 0 | Purchased Item | Active |  | 1 | 1 |  |  |  | Item | 12.165 | SFT | 100 | 1 | 12.165 | Date |  |  | 2024-09-30 15:41 |  | * | [6 empty] | 12.165 |  | 1 | 15 |  | 0 | 16 |  |  | * |  |  | None | *
4 | - MCYSC4-SMA-54697 | MCYSC4-SMA-54697 | 0 | Sub-assembly | Active |  | 8 | 1 |  |  |  | Item | 3 | EA | 100 | 1 | 3 | Date |  |  | 2024-09-30 15:41 |  | * | [6 empty] | 3 |  | 1 | 0 |  | 0 | 62 |  |  | * |  |  | None | *
5 | 75-NH-3816BPS | 3/8"-16 Distorted-Thread Flange Hex Locknut, Grade G, Black-Phosphate Steel, Mcmaster# 90949A031 | 0 | Purchased Item | Active |  | 1 | 1 |  |  |  | Item | 3 | EA | 100 | 1 | 9 | Date |  |  | 2024-09-30 15:41 |  | * | [6 empty] | 9 |  | 1 | 5 |  | 0 | 6 |  |  | * |  |  | None | *
5 | 76-RCAM-0100 | ROLLER CAM VH 2321S07-R01 #2321S07-R01 | 0 | Purchased Item | Active |  | 4 | 1 |  |  |  | Item | 1 | EA | 100 | 1 | 3 | Date |  |  | 2024-09-30 15:41 |  | * | [6 empty] | 3 |  | 1 | 40 |  | 0 | 41 |  |  | * |  |  | None | *
5 | 76-DOOR-P0003 | TINNERMAN NUT | 0 | Purchased Item | Active |  | 5 | 1 |  |  |  | Item | 1 | EA | 100 | 1 | 3 | Date |  |  | 2024-09-30 15:41 |  | * | [6 empty] | 3 |  | 1 | 30 |  | 0 | 31 |  |  | * |  |  | None | *
5 | 76-HANDLE-0110 | Inside Door Handle - Red Hand Grip #265076-50 | 0 | Purchased Item | Active |  | 7 | 1 |  |  |  | Item | 1 | EA | 100 | 1 | 3 | Date |  |  | 2024-09-30 15:41 |  | * | [6 empty] | 3 |  | 1 | 60 |  | 0 | 61 |  |  | * |  |  | None | *
5 | 76-ARM-2650 | Klimaflex Interlink Arm Allegis P/N 265079-10 | 0 | Purchased Item | Active |  | 9 | 1 |  |  |  | Item | 1 | EA | 100 | 1 | 3 | Date |  |  | 2024-09-30 15:41 |  | * | [6 empty] | 3 |  | 1 | 30 |  | 0 | 31 |  |  | * |  |  | None | *
5 | 76-HOUSING-S75 | KLIMAFLEX LATCH HOUSING 8MM SHAFT FOR 3"DOOR THICKNESS PN 265078-S75 | 0 | Finished Good - Buy | Active |  | 10 | 1 |  |  |  | Item | 1 | EA | 100 | 1 | 3 | Date |  |  | 2024-09-30 15:41 |  | * | [6 empty] | 3 |  | 1 | 40 |  | 0 | 41 |  |  | * |  |  | None | *
5 | 76-HANDLE-0100 | HANDLE STANDARD OUTSWING | 0 | Purchased Item | Active |  | 11 | 1 |  |  |  | Item | 1 | EA | 100 | 1 | 3 | Date |  |  | 2024-09-30 15:41 |  | * | [6 empty] | 3 |  | 1 | 60 |  | 0 | 61 |  |  | * |  |  | None | *
4 | - IP-60453 | 0.063 AL Solid coil 60 | A | Sub-assembly | Active |  | 9 | 1 |  |  |  | Item | 1 | EA | 100 | 1 | 1 | Date |  |  | 2024-09-30 15:41 |  | * | [6 empty] | 1 |  | 1 | 0.064923 |  | 0.064923 | 17.0649 |  |  | * |  |  | None | *
5 | 45-A03C063-60 | ALUMINUM,3003,.063",60" COIL | 0 | Purchased Item | Active |  | 1 | 1 |  |  |  | Item | 0.032 | SFT | 100 | 1 | 0.032 | Date |  |  | 2024-09-30 15:41 |  | * | [6 empty] | 0.032 |  | 1 | 15 |  | 0 | 16 |  |  | * |  |  | None | *
4 | 75-SCWH-14-34SS | 304 STAINLESS STEEL-TEK SCREW-1/4"-14 THREADS PER INCH X 3/4" LONG | 0 | Purchased Item | Active |  | 10 | 1 |  |  |  | Item | 2 | EA | 100 | 1 | 2 | Date |  |  | 2024-09-30 15:41 |  | * | [6 empty] | 2 |  | 1 | 20 |  | 0 | 21 |  |  | * |  |  | None | *
4 | - MCYS06-SVA-66271 | SUB ASSY VIRTUAL PARTS DOORS | 0 | Phantom item | Active |  | 11 | 1 |  |  |  | Item | 1 | EA | 100 | 1 | 1 | Date |  |  | 2024-09-30 15:41 |  | * | [6 empty] | 1 |  | 1 | 0 |  | 0 | 32 |  |  | * |  |  | None
5 | 85-ADH-3M-740G2 | 3M HYBRID SEALANT 740 (GRAY), 290ML. CASTRIDGE | 0 | Purchased Item | Active |  | 1 | 1 |  |  |  | Item | 1 | EA | 100 | 1 | 1 | Date |  |  | 2024-09-30 15:41 |  | * | [6 empty] | 1 |  | 1 | 30 |  | 0 | 31 |  |  | * |  |  | None | *
5 | 85-GASK-B273BT | SQUARE GASKET 0.5" X 0.38" WATER TIGHT RUBBER SEAL TRIM-LOK P/N: B273BT SINGLE | 0 | Purchased Item | Active |  | 2 | 1 |  |  |  | Item | 35 | FT | 100 | 1 | 35 | Date |  |  | 2024-09-30 15:41 |  | * | [6 empty] | 35 |  | 1 | 5 |  | 0 | 6 |  |  | * |  |  | None | *
5 | 85-ADH-3M-550G | 3M POLYURETHANE ADHESIVE SEALANT 550 FAST CURE GRAY, 10.5 OZ CASTRIDGE | 0 | Purchased Item | Active |  | 3 | 1 |  |  |  | Item | 1 | EA | 100 | 1 | 1 | Date |  |  | 2024-09-30 15:41 |  | * | [6 empty] | 1 |  | 1 | 30 |  | 0 | 31 |  |  | * |  |  | None | *
3 | - MCYSC4-SMA-54725 | DOOR STOP - RIGHT JKT 1 | 0 | Sub-assembly | Active |  | 6 | 1 |  |  |  | Item | 1 | EA | 100 | 1 | 1 | Date |  |  | 2024-09-30 15:41 |  | * | [6 empty] | 1 |  | 1 | 0 |  | 0.064923 | 22 |  |  | * |  |  | None | *
4 | 75-RB-11438 | RUBBER BUMPER, RED, 1-1/4" DIA. X 1-1/4” HGT., 3/8"-16 THREADED HOLE, SHORE 85A, MCMASTER 9546K51 | 0 | Purchased Item | Active |  | 1 | 1 |  |  |  | Item | 1 | EA | 100 | 1 | 1 | Date |  |  | 2024-09-30 15:41 |  | * | [6 empty] | 1 |  | 1 | 5 |  | 0 | 6 |  |  | * |  |  | None | *
4 | 75-SCWH-14-114 | 1/4-14x1 1/4" SELF DRILL S.H.W PL | 0 | Purchased Item | Active |  | 2 | 1 |  |  |  | Item | 2 | EA | 100 | 1 | 2 | Date |  |  | 2024-09-30 15:41 |  | * | [6 empty] | 2 |  | 1 | 20 |  | 0 | 21 |  |  | * |  |  | None | *
4 | - IP-54721 | 16ga GA Jkt coil 60 | A | Sub-assembly | Active |  | 3 | 1 |  |  |  | Item | 1 | EA | 100 | 1 | 1 | Date |  |  | 2024-09-30 15:41 |  | * | [6 empty] | 1 |  | 1 | 0.064923 |  | 0.064923 | 17.0649 |  |  | * |  |  | None | *
5 | 45-GALV-0130 | STEEL,JKT,A60,12GA,60X120 | 0 | Purchased Item | Active |  | 100009 | 1 |  |  |  | Item | 0.25 | SFT | 100 | 1 | 0.25 | Date |  |  | 2024-10-15 09:59 |  | * |  |  | WIP_APU-1 |  |  |  | 0.25 |  | 1 | 15 |  | 0 | 16 |  |  | * |  |  | None | *
4 | 75-W-38-LOCK-P | Zinc Plated-Lock Washer-3/8" | 0 | Purchased Item | Active |  | 4 | 1 |  |  |  | Item | 1 | EA | 100 | 1 | 1 | Date |  |  | 2024-09-30 15:41 |  | * | [6 empty] | 1 |  | 1 | 20 |  | 0 | 21 |  |  | * |  |  | None | *
4 | 75-BH-381634-P | 3/8-16X3/4-HEX/BOLT-PLT-G5 | 0 | Purchased Item | Active |  | 5 | 1 |  |  |  | Item | 1 | EA | 100 | 1 | 1 | Date |  |  | 2024-09-30 15:41 |  | * | [6 empty] | 1 |  | 1 | 5 |  | 0 | 6 |  |  | * |  |  | None | *
4 | 75-W-38-FLAT-P | Zinc Plated-Flat Washer-3/8" | 0 | Purchased Item | Active |  | 6 | 1 |  |  |  | Item | 1 | EA | 100 | 1 | 1 | Date |  |  | 2024-09-30 15:41 |  | * | [6 empty] | 1 |  | 1 | 15 |  | 0 | 16 |  |  | * |  |  | None | *
3 | - MCYS06-SMA-66228 | LABELS DOOR 11 - SUB ASSY | 0 | Sub-assembly | Active |  | 7 | 1 |  |  |  | Item | 1 | EA | 100 | 1 | 1 | Date |  |  | 2024-09-30 15:41 |  | * | [6 empty] | 1 |  | 1 | 0 |  | 0 | 127 |  |  | * |  |  | None | *
4 | 75-BR-146325A | 1/4" DIAMETER, 0.0630"-0.25" MATERIAL THICKNESS, ALUMINUM BLIND RIVET WITH ALUMINUM MANDREL MCMASTER# 97447A651 | 0 | Purchased Item | Active |  | 1 | 1 |  |  |  | Item | 2 | EA | 100 | 1 | 2 | Date |  |  | 2024-09-30 15:41 |  | * | [6 empty] | 2 |  | 1 | 125 |  | 0 | 126 |  |  | * |  |  | None | *
4 | - IP-57846 | ROWMARK ULTRA-MATTES BLACK/WHITE 1/8" ENGRAVING PLASTIC # 342402 | 0 | Sub-assembly | Active |  | 2 | 1 |  |  |  | Item | 1 | EA | 100 | 1 | 1 | Date |  |  | 2024-09-30 15:41 |  | * | [6 empty] | 1 |  | 1 | 0 |  | 0 | 7 |  |  | * |  |  | None | *
5 | 10-HOAL-SS0112 | ROWMARK ULTRA-MATTES BLACK/WHITE 1/8" ENGRAVING PLASTIC # 342402 | 0 | Purchased Item | Active |  | 1 | 1 |  |  |  | Item | 0.1125 | SFT | 100 | 1 | 0.1125 | Date |  |  | 2024-09-30 15:41 |  | * | [6 empty] | 0.1125 |  | 1 | 5 |  | 0 | 6 |  |  | * |  |  | None | *
4 | - IP-57853 | ROWMARK ULTRA-MATTES BLACK/WHITE 1/8" ENGRAVING PLASTIC # 342402 | 0 | Sub-assembly | Active |  | 4 | 1 |  |  |  | Item | 1 | EA | 100 | 1 | 1 | Date |  |  | 2024-09-30 15:41 |  | * | [6 empty] | 1 |  | 1 | 0 |  | 0 | 7 |  |  | * |  |  | None | *
5 | 10-HOAL-SS0112 | ROWMARK ULTRA-MATTES BLACK/WHITE 1/8" ENGRAVING PLASTIC # 342402 | 0 | Purchased Item | Active |  | 1 | 1 |  |  |  | Item | 0.1125 | SFT | 100 | 1 | 0.1125 | Date |  |  | 2024-09-30 15:41 |  | * | [6 empty] | 0.1125 |  | 1 | 5 |  | 0 | 6 |  |  | * |  |  | None | *
4 | 10017317P1 | LABEL WARNING DOOR UNDER PRESS | 0 | Purchased Item | Active |  | 5 | 1 |  |  |  | Item | 1 | EA | 100 | 1 | 1 | Date |  |  | 2024-10-12 |  | * | [6 empty] | 1 |  | 1 | 35 |  | 0 | 36 |  |  | * |  |  | None | *
3 | - IP-57641 | C-RG-61, MATERIAL: 16 GA JKT | A | Sub-assembly | Active |  | 8 | 1 |  |  |  | Item | 1 | EA | 100 | 1 | 1 | Date |  |  | 2024-09-30 15:41 |  | * | [6 empty] | 1 |  | 1 | 0.064923 |  | 0.064923 | 17.0649 |  |  | * |  |  | None | *
4 | 45-GALC-0225 | STEEL,JKT,A60,16 GA,60" COIL | 0 | Purchased Item | Active |  | 1 | 1 |  |  |  | Item | 0.822 | SFT | 100 | 1 | 0.822 | Date |  |  | 2024-09-30 15:41 |  | * | [6 empty] | 0.822 |  | 1 | 15 |  | 0 | 16 |  |  | * |  |  | None | *
2 | - 03_MCYS06_ASSY_P_LOW_EBS | MSF CYS06 COLO4 PIPING ASSY EBS | F | Sub-assembly | Active |  | 12 | 1 |  |  |  | Item | 1 | EA | 100 | 1 | 1 | Date |  |  | 2024-09-30 15:41 |  | * | [6 empty] | 1 |  | 1 | 43.2822 |  | 43.3066 | 98.2822 |  |  | * |  |  | None | *
3 | - MCYS06-SMA-66213 | PIPING SUB ASSY 1 - EBS | 0 | Sub-assembly | Active |  | 1 | 1 |  |  |  | Item | 2 | EA | 100 | 1 | 2 | Date |  |  | 2024-09-30 15:41 |  | * | [6 empty] | 2 |  | 1 | 0 |  | 0.024346 | 42 |  |  | * |  |  | None | *
4 | - MCYSC4-SPA-57729 | Supply Dec Near | 0 | Sub-assembly | Active |  | 1 | 1 |  |  |  | Item | 1 | EA | 100 | 1 | 2 | Date |  |  | 2024-09-30 15:41 |  | * | [6 empty] | 2 |  | 1 | 0 |  | 0.024346 | 23 |  |  | * |  |  | None | *
5 | - MCYSC4-SPA-57728 | Floating Valve Assy | 0 | Sub-assembly | Active |  | 1 | 1 |  |  |  | Item | 1 | EA | 100 | 1 | 2 | Date |  |  | 2024-09-30 15:41 |  | * | [6 empty] | 2 |  | 1 | 0 |  | 0 | 22 |  |  | * |  |  | None | *
6 | 18-BALLR605T114 | FLOAT VALVE R605T-1-1/4 | 0 | Finished Good - Buy | Active |  | 1 | 1 |  |  |  | Item | 1 | EA | 100 | 1 | 2 | Date |  |  | 2024-09-30 15:41 |  | * | [6 empty] | 2 |  | 1 | 15 |  | 0 | 16 |  |  | * |  |  | None | *
6 | 18-ROD-1438 | 1/4 X 3/8 X 12' LONG FLOAT ROD | 0 | Finished Good - Buy | Active |  | 2 | 1 |  |  |  | Item | 1 | EA | 100 | 1 | 2 | Date |  |  | 2024-09-30 15:41 |  | * | [6 empty] | 2 |  | 1 | 5 |  | 0 | 6 |  |  | * |  |  | None | *
6 | 18-BALL-PF8-1 | SPERICAL FLOAT BALL 8" #PF8-1 (SPHERICAL) 1/4-20 FEMALE SPUD | 0 | Purchased Item | Active |  | 3 | 1 |  |  |  | Item | 1 | EA | 100 | 1 | 2 | Date |  |  | 2024-09-30 15:41 |  | * | [6 empty] | 2 |  | 1 | 20 |  | 0 | 21 |  |  | * |  |  | None | *
5 | - IP-57732 | Piping - Copper Type L - 1-3/8" OD - 1-1/4" ID | 0 | Sub-assembly | Active |  | 2 | 1 |  |  |  | Item | 1 | EA | 100 | 1 | 2 | Date |  |  | 2024-09-30 15:41 |  | * | [6 empty] | 2 |  | 1 | 0 |  | 0 | 17 |  |  | * |  |  | None | *
6 | 17-PIPE-0237 | PIPING - COPPER TYPE L - 1-3/8" OD - 1-1/4" ID | 0 | Purchased Item | Active |  | 1 | 1 |  |  |  | Item | 0.66667 | FT | 100 | 1 | 1.3333 | Date |  |  | 2024-09-30 15:41 |  | * | [6 empty] | 1.3333 |  | 1 | 15 |  | 0 | 16 |  |  | * |  |  | None | *
5 | - IP-57734 | Piping - Copper Type L - 1-3/8" OD - 1-1/4" ID | 0 | Sub-assembly | Active |  | 3 | 1 |  |  |  | Item | 1 | EA | 100 | 1 | 2 | Date |  |  | 2024-09-30 15:41 |  | * | [6 empty] | 2 |  | 1 | 0 |  | 0 | 17 |  |  | * |  |  | None | *
6 | 17-PIPE-0237 | PIPING - COPPER TYPE L - 1-3/8" OD - 1-1/4" ID | 0 | Purchased Item | Active |  | 1 | 1 |  |  |  | Item | 0.66667 | FT | 100 | 1 | 1.3333 | Date |  |  | 2024-09-30 15:41 |  | * | [6 empty] | 1.3333 |  | 1 | 15 |  | 0 | 16 |  |  | * |  |  | None | *
5 | 18-VLV-5044114 | 1-1/4 " THREADED ENDS, BRASS FULL PORT BALL VALVE RWV MODEL #5044F | 0 | Purchased Item | Active |  | 4 | 1 |  |  |  | Item | 1 | EA | 100 | 1 | 2 | Date |  |  | 2024-09-30 15:41 |  | * | [6 empty] | 2 |  | 1 | 15 |  | 0 | 16 |  |  | * |  |  | None | *
5 | - IP-57733 | Piping - Copper Type L - 1-3/8" OD - 1-1/4" ID | 0 | Sub-assembly | Active |  | 6 | 1 |  |  |  | Item | 1 | EA | 100 | 1 | 2 | Date |  |  | 2024-09-30 15:41 |  | * | [6 empty] | 2 |  | 1 | 0 |  | 0 | 17 |  |  | * |  |  | None | *
6 | 17-PIPE-0237 | PIPING - COPPER TYPE L - 1-3/8" OD - 1-1/4" ID | 0 | Purchased Item | Active |  | 1 | 1 |  |  |  | Item | 0.66667 | FT | 100 | 1 | 1.3333 | Date |  |  | 2024-09-30 15:41 |  | * | [6 empty] | 1.3333 |  | 1 | 15 |  | 0 | 16 |  |  | * |  |  | None | *
5 | 18-VLV-59921 | 1-1/4" 2-WAY 2-POSITION BALL VALVE SIEMENS # 599-10321S | 0 | Purchased Item | Active |  | 8 | 1 |  |  |  | Item | 1 | EA | 100 | 1 | 2 | Date |  |  | 2024-09-30 15:41 |  | * | [6 empty] | 2 |  | 1 | 15 |  | 0 | 16 |  |  | * |  |  | None | *
5 | 17-ELL-0175 | Elbow 90 deg - 1-3/8" OD - 1-1/4" ID - CXC copper | 0 | Purchased Item | Active |  | 9 | 1 |  |  |  | Item | 2 | EA | 100 | 1 | 4 | Date |  |  | 2024-09-30 15:41 |  | * | [6 empty] | 4 |  | 1 | 15 |  | 0 | 16 |  |  | * |  |  | None | *
5 | - IP-57731 | Piping - Copper Type L - 1-3/8" OD - 1-1/4" ID | 0 | Sub-assembly | Active |  | 10 | 1 |  |  |  | Item | 2 | EA | 100 | 1 | 4 | Date |  |  | 2024-09-30 15:41 |  | * | [6 empty] | 4 |  | 1 | 0 |  | 0 | 17 |  |  | * |  |  | None | *
6 | 17-PIPE-0237 | PIPING - COPPER TYPE L - 1-3/8" OD - 1-1/4" ID | 0 | Purchased Item | Active |  | 1 | 1 |  |  |  | Item | 0.66667 | FT | 100 | 1 | 2.6667 | Date |  |  | 2024-09-30 15:41 |  | * | [6 empty] | 2.6667 |  | 1 | 15 |  | 0 | 16 |  |  | * |  |  | None | *
5 | 17-TEE-0130 | 1-3/8" TEE CxCxC COPPER | 0 | Purchased Item | Active |  | 11 | 1 |  |  |  | Item | 1 | EA | 100 | 1 | 2 | Date |  |  | 2024-09-30 15:41 |  | * | [6 empty] | 2 |  | 1 | 20 |  | 0 | 21 |  |  | * |  |  | None | *
5 | - MCYSC4-SMA-57737 | Piping Support | 0 | Sub-assembly | Active |  | 12 | 1 |  |  |  | Item | 2 | EA | 100 | 1 | 4 | Date |  |  | 2024-09-30 15:41 |  | * | [6 empty] | 4 |  | 1 | 0 |  | 0.024346 | 13.0243 |  |  | * |  |  | None | *
6 | - IP-57737 | UNISTRUT 1 5/8" x 1 5/8" SS | 0 | Sub-assembly | Active |  | 2 | 1 |  |  |  | Item | 1 | EA | 100 | 1 | 4 | Date |  |  | 2024-09-30 15:41 |  | * | [6 empty] | 4 |  | 1 | 0 |  | 0 | 12 |  |  | * |  |  | None | *
7 | 75-UNIST-0100SS | 1 5/8" X1 5/8" X 1 5/8" - STALNLESS STEEL - UNISTRUT | 0 | Purchased Item | Active |  | 1 | 1 |  |  |  | Item | 10 | FT | 100 | 1 | 40 | Date |  |  | 2024-09-30 15:41 |  | * | [6 empty] | 40 |  | 1 | 10 |  | 0 | 11 |  |  | * |  |  | None | *
6 | - IP-57650 | SHEET METAL ITEM | B | Sub-assembly | Active |  | 3 | 1 |  |  |  | Item | 1 | EA | 100 | 1 | 4 | Date |  |  | 2024-09-30 15:41 |  | * | [6 empty] | 4 |  | 1 | 0.024346 |  | 0.024346 | 12.0243 |  |  | * |  |  | None | *
7 | 45-304L-C0110 | STEEL,304-L S/S,16 GA,60" COIL | 0 | Purchased Item | Active |  | 1 | 1 |  |  |  | Item | 1 | SFT | 100 | 1 | 4 | Date |  |  | 2024-09-30 15:41 |  | * | [6 empty] | 4 |  | 1 | 10 |  | 0 | 11 |  |  | * |  |  | None | *
6 | 68-CLAMP-0205 | CUSHION - 1-3/8 IN OD - CLAMP - 316 SS | 0 | Purchased Item | Active |  | 4 | 1 |  |  |  | Item | 1 | EA | 100 | 1 | 4 | Date |  |  | 2024-09-30 15:41 |  | * | [6 empty] | 4 |  | 1 | 5 |  | 0 | 6 |  |  | * |  |  | None | *
5 | 17-ADAP-0138 | 1-3/8" ADAPTOR CxM COPPER | 0 | Purchased Item | Active |  | 13 | 1 |  |  |  | Item | 7 | EA | 100 | 1 | 14 | Date |  |  | 2024-09-30 15:41 |  | * | [6 empty] | 14 |  | 1 | 15 |  | 0 | 16 |  |  | * |  |  | None | *
5 | - IP-57735 | Piping - Copper Type L - 1-3/8" OD - 1-1/4" ID | 0 | Sub-assembly | Active |  | 14 | 1 |  |  |  | Item | 1 | EA | 100 | 1 | 2 | Date |  |  | 2024-09-30 15:41 |  | * | [6 empty] | 2 |  | 1 | 0 |  | 0 | 17 |  |  | * |  |  | None | *
6 | 17-PIPE-0237 | PIPING - COPPER TYPE L - 1-3/8" OD - 1-1/4" ID | 0 | Purchased Item | Active |  | 1 | 1 |  |  |  | Item | 0.66667 | FT | 100 | 1 | 1.3333 | Date |  |  | 2024-09-30 15:41 |  | * | [6 empty] | 1.3333 |  | 1 | 15 |  | 0 | 16 |  |  | * |  |  | None | *
5 | - IP-57736 | Piping - Copper Type L - 1-3/8" OD - 1-1/4" ID | 0 | Sub-assembly | Active |  | 16 | 1 |  |  |  | Item | 1 | EA | 100 | 1 | 2 | Date |  |  | 2024-09-30 15:41 |  | * | [6 empty] | 2 |  | 1 | 0 |  | 0 | 17 |  |  | * |  |  | None | *
6 | 17-PIPE-0237 | PIPING - COPPER TYPE L - 1-3/8" OD - 1-1/4" ID | 0 | Purchased Item | Active |  | 1 | 1 |  |  |  | Item | 0.66667 | FT | 100 | 1 | 1.3333 | Date |  |  | 2024-09-30 15:41 |  | * | [6 empty] | 1.3333 |  | 1 | 15 |  | 0 | 16 |  |  | * |  |  | None | *
5 | 18-VLV-9527114 | 1-1/4" BALANCING VALVE, THREADED, 300 WOG-NSF 61/372 W/INTEGRAL MEMORY STOP RWV MODEL# RWV 9527AB | 0 | Purchased Item | Active |  | 17 | 1 |  |  |  | Item | 1 | EA | 100 | 1 | 2 | Date |  |  | 2024-09-30 15:41 |  | * | [6 empty] | 2 |  | 1 | 15 |  | 0 | 16 |  |  | * |  |  | None | *
5 | - IP-66114 | Piping - Copper Type L - 1-1/8" OD - 1" ID | 0 | Sub-assembly | Active |  | 18 | 1 |  |  |  | Item | 1 | EA | 100 | 1 | 2 | Date |  |  | 2024-09-30 15:41 |  | * | [6 empty] | 2 |  | 1 | 0 |  | 0 | 17 |  |  | * |  |  | None | *
6 | 17-PIPE-0232 | PIPING - COPPER TYPE L - 1-1/8" OD - 1" ID | 0 | Purchased Item | Active |  | 1 | 1 |  |  |  | Item | 0.188 | FT | 100 | 1 | 0.376 | Date |  |  | 2024-09-30 15:41 |  | * | [6 empty] | 0.376 |  | 1 | 15 |  | 0 | 16 |  |  | * |  |  | None | *
5 | 17-BUSH-0180 | REDUCTION BUSHING - 1-3/8" X 1 1/8" DIA. FTGXC- COPPER | 0 | Purchased Item | Active |  | 20 | 1 |  |  |  | Item | 1 | EA | 100 | 1 | 2 | Date |  |  | 2024-09-30 15:41 |  | * | [6 empty] | 2 |  | 1 | 15 |  | 0 | 16 |  |  | * |  |  | None | *
5 | 10080262 | 1" Female NPT Adapter, Socket-End, for 1" Tube Size, Mcmaster# 5520K23 | 0 | Purchased Item | Active |  | 21 | 1 |  |  |  | Item | 1 | EA | 100 | 1 | 2 | Date |  |  | 2024-09-30 15:41 |  | * | [6 empty] | 2 |  | 1 | 5 |  | 0 | 6 |  |  | * |  |  | None | *
5 | 10079737 | Shocktrol Water Hammer Arrester Size 200 Zurn Model #Z1700-20 | 0 | Purchased Item | Active |  | 100005 | 1 |  |  |  | Item | 1 | EA | 100 | 1 | 2 | Date |  |  | 2024-09-30 15:41 |  | * | [6 empty] | 2 |  | 1 | 5 |  | 0 | 6 |  |  | * |  |  | None | *
4 | 75-W-14-BN1458S | 0.275 ID 5/8"OD 316SS WASHER, NEOPRENE BACKING | 0 | Purchased Item | Active |  | 2 | 1 |  |  |  | Item | 8 | EA | 100 | 1 | 16 | Date |  |  | 2024-09-30 15:41 |  | * | [6 empty] | 16 |  | 1 | 40 |  | 0 | 41 |  |  | * |  |  | None | *
4 | 75-SCWH-14-34SS | 304 STAINLESS STEEL-TEK SCREW-1/4"-14 THREADS PER INCH X 3/4" LONG | 0 | Purchased Item | Active |  | 3 | 1 |  |  |  | Item | 8 | EA | 100 | 1 | 16 | Date |  |  | 2024-09-30 15:41 |  | * | [6 empty] | 16 |  | 1 | 20 |  | 0 | 21 |  |  | * |  |  | None | *
3 | - MCYS06-SMA-66214 | PIPING SUB ASSY 3 - EBS | 0 | Sub-assembly | Active |  | 2 | 1 |  |  |  | Item | 1 | EA | 100 | 1 | 1 | Date |  |  | 2024-09-30 15:41 |  | * | [6 empty] | 1 |  | 1 | 0 |  | 0 | 23 |  |  | * |  |  | None | *
4 | - IP-60443 | Round End Cap: PVC, For 2 in Pipe, 1 1/8 in Overall Lg, 1 Clamps Included | 0 | Sub-assembly | Active |  | 1 | 1 |  |  |  | Item | 1 | EA | 100 | 1 | 1 | Date |  |  | 2024-09-30 15:41 |  | * | [6 empty] | 1 |  | 1 | 0 |  | 0 | 17 |  |  | * |  |  | None | *
5 | 10062739 | Round End Cap: PVC, For 2 in Pipe, 1 1/8 in Overall Lg, 1 Clamps Included | 0 | Purchased Item | Active |  | 1 | 1 |  |  |  | Item | 1 | EA | 100 | 1 | 1 | Date |  |  | 2024-09-30 15:41 |  | * | [6 empty] | 1 |  | 1 | 15 |  | 0 | 16 |  |  | * |  |  | None | *
4 | - MCYSC4-SPA-57786 | Piping cover assembly | 0 | Sub-assembly | Active |  | 2 | 1 |  |  |  | Item | 1 | EA | 100 | 1 | 1 | Date |  |  | 2024-09-30 15:41 |  | * | [6 empty] | 1 |  | 1 | 0 |  | 0 | 22 |  |  | * |  |  | None | *
5 | 75-SCWH-14-34SS | 304 STAINLESS STEEL-TEK SCREW-1/4"-14 THREADS PER INCH X 3/4" LONG | 0 | Purchased Item | Active |  | 3 | 1 |  |  |  | Item | 4 | EA | 100 | 1 | 4 | Date |  |  | 2024-09-30 15:41 |  | * | [6 empty] | 4 |  | 1 | 20 |  | 0 | 21 |  |  | * |  |  | None | *
5 | - IP-57783 | Piping Cover Styrene | 0 | Sub-assembly | Active |  | 4 | 1 |  |  |  | Item | 2 | EA | 100 | 1 | 2 | Date |  |  | 2024-09-30 15:41 |  | * | [6 empty] | 2 |  | 1 | 0 |  | 0 | 17 |  |  | * |  |  | None | *
6 | 25-STYR-0121 | 1/4" STYRENE SHT WHITE 48X96 | 0 | Purchased Item | Active |  | 1 | 1 |  |  |  | Item | 1 | SFT | 100 | 1 | 2 | Date |  |  | 2024-09-30 15:41 |  | * | [6 empty] | 2 |  | 1 | 15 |  | 0 | 16 |  |  | * |  |  | None | *
4 | - MCYSC4-SPA-57755 | Drain and Overflow Dec Near | 0 | Sub-assembly | Active |  | 3 | 1 |  |  |  | Item | 1 | EA | 100 | 1 | 1 | Date |  |  | 2024-09-30 15:41 |  | * | [6 empty] | 1 |  | 1 | 0 |  | 0 | 22 |  |  | * |  |  | None | *
5 | - IP-57749 | Piping - Copper Type L - 2-1/8" OD - 2" ID | 0 | Sub-assembly | Active |  | 1 | 1 |  |  |  | Item | 1 | EA | 100 | 1 | 1 | Date |  |  | 2024-09-30 15:41 |  | * | [6 empty] | 1 |  | 1 | 0 |  | 0 | 17 |  |  | * |  |  | None | *
6 | 17-PIPE-0250 | PIPING - COPPER TYPE L - 2-1/8" OD - 2" ID | 0 | Purchased Item | Active |  | 1 | 1 |  |  |  | Item | 1.063 | FT | 100 | 1 | 1.063 | Date |  |  | 2024-09-30 15:41 |  | * | [6 empty] | 1.063 |  | 1 | 15 |  | 0 | 16 |  |  | * |  |  | None | *
5 | 17-TEE-0160 | 2-1/8" TEE CXCXC COPPER | 0 | Purchased Item | Active |  | 2 | 1 |  |  |  | Item | 2 | EA | 100 | 1 | 2 | Date |  |  | 2024-09-30 15:41 |  | * | [6 empty] | 2 |  | 1 | 20 |  | 0 | 21 |  |  | * |  |  | None | *
5 | - IP-57755 | Piping - Copper Type L - 2-1/8" OD - 2" ID | 0 | Sub-assembly | Active |  | 3 | 1 |  |  |  | Item | 1 | EA | 100 | 1 | 1 | Date |  |  | 2024-09-30 15:41 |  | * | [6 empty] | 1 |  | 1 | 0 |  | 0 | 17 |  |  | * |  |  | None | *
6 | 17-PIPE-0250 | PIPING - COPPER TYPE L - 2-1/8" OD - 2" ID | 0 | Purchased Item | Active |  | 1 | 1 |  |  |  | Item | 1.0625 | FT | 100 | 1 | 1.0625 | Date |  |  | 2024-09-30 15:41 |  | * | [6 empty] | 1.0625 |  | 1 | 15 |  | 0 | 16 |  |  | * |  |  | None | *
5 | - IP-57751 | Piping - Copper Type L - 2-1/8" OD - 2" ID | 0 | Sub-assembly | Active |  | 4 | 1 |  |  |  | Item | 1 | EA | 100 | 1 | 1 | Date |  |  | 2024-09-30 15:41 |  | * | [6 empty] | 1 |  | 1 | 0 |  | 0 | 17 |  |  | * |  |  | None | *
6 | 17-PIPE-0250 | PIPING - COPPER TYPE L - 2-1/8" OD - 2" ID | 0 | Purchased Item | Active |  | 1 | 1 |  |  |  | Item | 1.063 | FT | 100 | 1 | 1.063 | Date |  |  | 2024-09-30 15:41 |  | * | [6 empty] | 1.063 |  | 1 | 15 |  | 0 | 16 |  |  | * |  |  | None | *
5 | 17-ADAP-0155 | Adaptor CXM - Copper MPT- Male Pipe Thread - 2-1/8" OD - 2.00" ID | 0 | Purchased Item | Active |  | 5 | 1 |  |  |  | Item | 4 | EA | 100 | 1 | 4 | Date |  |  | 2024-09-30 15:41 |  | * | [6 empty] | 4 |  | 1 | 15 |  | 0 | 16 |  |  | * |  |  | None | *
5 | - IP-57753 | Piping - Copper Type L - 2-1/8" OD - 2" ID | 0 | Sub-assembly | Active |  | 6 | 1 |  |  |  | Item | 1 | EA | 100 | 1 | 1 | Date |  |  | 2024-09-30 15:41 |  | * | [6 empty] | 1 |  | 1 | 0 |  | 0 | 17 |  |  | * |  |  | None | *
6 | 17-PIPE-0250 | PIPING - COPPER TYPE L - 2-1/8" OD - 2" ID | 0 | Purchased Item | Active |  | 1 | 1 |  |  |  | Item | 1.063 | FT | 100 | 1 | 1.063 | Date |  |  | 2024-09-30 15:41 |  | * | [6 empty] | 1.063 |  | 1 | 15 |  | 0 | 16 |  |  | * |  |  | None | *
5 | - IP-57752 | Piping - Copper Type L - 2-1/8" OD - 2" ID | 0 | Sub-assembly | Active |  | 7 | 1 |  |  |  | Item | 1 | EA | 100 | 1 | 1 | Date |  |  | 2024-09-30 15:41 |  | * | [6 empty] | 1 |  | 1 | 0 |  | 0 | 17 |  |  | * |  |  | None | *
6 | 17-PIPE-0250 | PIPING - COPPER TYPE L - 2-1/8" OD - 2" ID | 0 | Purchased Item | Active |  | 1 | 1 |  |  |  | Item | 1.063 | FT | 100 | 1 | 1.063 | Date |  |  | 2024-09-30 15:41 |  | * | [6 empty] | 1.063 |  | 1 | 15 |  | 0 | 16 |  |  | * |  |  | None | *
5 | 18-VLV-59930 | 2" 2-WAY 2-POSITION BALL VALVE SIEMENS # 599-10330S | 0 | Purchased Item | Active |  | 8 | 1 |  |  |  | Item | 1 | EA | 100 | 1 | 1 | Date |  |  | 2024-09-30 15:41 |  | * | [6 empty] | 1 |  | 1 | 15 |  | 0 | 16 |  |  | * |  |  | None | *
5 | - IP-57756 | Piping - Copper Type L - 2-1/8" OD - 2" ID | 0 | Sub-assembly | Active |  | 9 | 1 |  |  |  | Item | 1 | EA | 100 | 1 | 1 | Date |  |  | 2024-09-30 15:41 |  | * | [6 empty] | 1 |  | 1 | 0 |  | 0 | 17 |  |  | * |  |  | None | *
6 | 17-PIPE-0250 | PIPING - COPPER TYPE L - 2-1/8" OD - 2" ID | 0 | Purchased Item | Active |  | 1 | 1 |  |  |  | Item | 1.063 | FT | 100 | 1 | 1.063 | Date |  |  | 2024-09-30 15:41 |  | * | [6 empty] | 1.063 |  | 1 | 15 |  | 0 | 16 |  |  | * |  |  | None | *
5 | 17-ELL-0250 | Elbow 90 deg - 2-1/8" OD - 2" ID - CXC copper | 0 | Purchased Item | Active |  | 10 | 1 |  |  |  | Item | 1 | EA | 100 | 1 | 1 | Date |  |  | 2024-09-30 15:41 |  | * | [6 empty] | 1 |  | 1 | 15 |  | 0 | 16 |  |  | * |  |  | None | *
5 | 17-ELL-ST-0170 | FTG,STR_ELL,CU,90,FTGxC,2.13 | 0 | Purchased Item | Active |  | 11 | 1 |  |  |  | Item | 3 | EA | 100 | 1 | 3 | Date |  |  | 2024-09-30 15:41 |  | * | [6 empty] | 3 |  | 1 | 15 |  | 0 | 16 |  |  | * |  |  | None | *
3 | - MCYS06-SMA-66215 | PIPING SUB ASSY 2 - EBS | 0 | Sub-assembly | Active |  | 3 | 1 |  |  |  | Item | 1 | EA | 100 | 1 | 1 | Date |  |  | 2024-09-30 15:41 |  | * | [6 empty] | 1 |  | 1 | 0 |  | 0.024346 | 48 |  |  | * |  |  | None | *
4 | 75-W-14-BN1458S | 0.275 ID 5/8"OD 316SS WASHER, NEOPRENE BACKING | 0 | Purchased Item | Active |  | 1 | 1 |  |  |  | Item | 16 | EA | 100 | 1 | 16 | Date |  |  | 2024-09-30 15:41 |  | * | [6 empty] | 16 |  | 1 | 40 |  | 0 | 41 |  |  | * |  |  | None | *
4 | - MCYSC4-SPA-57787 | Piping Cover Styrene | 0 | Sub-assembly | Active |  | 2 | 1 |  |  |  | Item | 3 | EA | 100 | 1 | 3 | Date |  |  | 2024-09-30 15:41 |  | * | [6 empty] | 3 |  | 1 | 0 |  | 0 | 22 |  |  | * |  |  | None | *
5 | 75-SCWH-14-34SS | 304 STAINLESS STEEL-TEK SCREW-1/4"-14 THREADS PER INCH X 3/4" LONG | 0 | Purchased Item | Active |  | 3 | 1 |  |  |  | Item | 6 | EA | 100 | 1 | 18 | Date |  |  | 2024-09-30 15:41 |  | * | [6 empty] | 18 |  | 1 | 20 |  | 0 | 21 |  |  | * |  |  | None | *
5 | - IP-57786 | 1/4" STYRENE SHT WHITE 48X96, MOQ 20 PCS | 0 | Sub-assembly | Active |  | 4 | 1 |  |  |  | Item | 2 | EA | 100 | 1 | 6 | Date |  |  | 2024-09-30 15:41 |  | * | [6 empty] | 6 |  | 1 | 0 |  | 0 | 17 |  |  | * |  |  | None | *
6 | 25-STYR-0121 | 1/4" STYRENE SHT WHITE 48X96 | 0 | Purchased Item | Active |  | 1 | 1 |  |  |  | Item | 1 | SFT | 100 | 1 | 6 | Date |  |  | 2024-09-30 15:41 |  | * | [6 empty] | 6 |  | 1 | 15 |  | 0 | 16 |  |  | * |  |  | None | *
4 | - MCYSC4-SPA-57744 | Supply Line | 0 | Sub-assembly | Active |  | 3 | 1 |  |  |  | Item | 1 | EA | 100 | 1 | 1 | Date |  |  | 2024-09-30 15:41 |  | * | [6 empty] | 1 |  | 1 | 0 |  | 0.024346 | 47 |  |  | * |  |  | None | *
5 | 75-BH-58115-S | 304 STAINLESS STEEL-STANDARD HEX BOLT-5/8"-11 THREADS PER INCH X 5" LONG | 0 | Purchased Item | Active |  | 1 | 1 |  |  |  | Item | 8 | EA | 100 | 1 | 8 | Date |  |  | 2024-09-30 15:41 |  | * | [6 empty] | 8 |  | 1 | 5 |  | 0 | 6 |  |  | * |  |  | None | *
5 | - MCYSC4-SMA-57745 | Supply Line Supports | 0 | Sub-assembly | Active |  | 2 | 1 |  |  |  | Item | 4 | EA | 100 | 1 | 4 | Date |  |  | 2024-09-30 15:41 |  | * | [6 empty] | 4 |  | 1 | 0 |  | 0.024346 | 13.0243 |  |  | * |  |  | None | *
6 | - IP-57747 | UNISTRUT 1 5/8" x 1 5/8" SS | 0 | Sub-assembly | Active |  | 4 | 1 |  |  |  | Item | 1 | EA | 100 | 1 | 4 | Date |  |  | 2024-09-30 15:41 |  | * | [6 empty] | 4 |  | 1 | 0 |  | 0 | 12 |  |  | * |  |  | None | *
7 | 75-UNIST-0100SS | 1 5/8" X1 5/8" X 1 5/8" - STALNLESS STEEL - UNISTRUT | 0 | Purchased Item | Active |  | 1 | 1 |  |  |  | Item | 10 | FT | 100 | 1 | 40 | Date |  |  | 2024-09-30 15:41 |  | * | [6 empty] | 40 |  | 1 | 10 |  | 0 | 11 |  |  | * |  |  | None | *
6 | - IP-57650 | SHEET METAL ITEM | B | Sub-assembly | Active |  | 6 | 1 |  |  |  | Item | 1 | EA | 100 | 1 | 4 | Date |  |  | 2024-09-30 15:41 |  | * | [6 empty] | 4 |  | 1 | 0.024346 |  | 0.024346 | 12.0243 |  |  | * |  |  | None | *
7 | 45-304L-C0110 | STEEL,304-L S/S,16 GA,60" COIL | 0 | Purchased Item | Active |  | 1 | 1 |  |  |  | Item | 1 | SFT | 100 | 1 | 4 | Date |  |  | 2024-09-30 15:41 |  | * | [6 empty] | 4 |  | 1 | 10 |  | 0 | 11 |  |  | * |  |  | None | *
6 | 68-CLAMP-0415 | 4-1/8"OD CUSHION CLAMP | 0 | Purchased Item | Active |  | 7 | 1 |  |  |  | Item | 1 | EA | 100 | 1 | 4 | Date |  |  | 2024-09-30 15:41 |  | * | [6 empty] | 4 |  | 1 | 5 |  | 0 | 6 |  |  | * |  |  | None | *
5 | 18-VALVE-4938 | 4" BUTTERFLY VALVE, LUG, NP, EPDM, LEVER RED WHITE 938DESL | 0 | Purchased Item | Active |  | 3 | 1 |  |  |  | Item | 1 | EA | 100 | 1 | 1 | Date |  |  | 2024-09-30 15:41 |  | * | [6 empty] | 1 |  | 1 | 15 |  | 0 | 16 |  |  | * |  |  | None | *
5 | 17-RTEE-418138 | 4-1/8X4-1/8X1-3/8 TEE CXCXC COPPER | 0 | Purchased Item | Active |  | 4 | 1 |  |  |  | Item | 2 | EA | 100 | 1 | 2 | Date |  |  | 2024-09-30 15:41 |  | * | [6 empty] | 2 |  | 1 | 20 |  | 0 | 21 |  |  | * |  |  | None | *
5 | 17-ADAP-0101 | ADAPTOR CXM - COPPER MPT- MALE PIPE THREAD - 5/8" OD - 1/2" ID | 0 | Purchased Item | Active |  | 5 | 1 |  |  |  | Item | 2 | EA | 100 | 1 | 2 | Date |  |  | 2024-09-30 15:41 |  | * | [6 empty] | 2 |  | 1 | 45 |  | 0 | 46 |  |  | * |  |  | None | *
5 | 18-VENT-012 | 1/2" FEMALE THREADED AUTOMATIC AIR VENT, MANUFACTURER: SPIROTHERM | 0 | Purchased Item | Active |  | 6 | 1 |  |  |  | Item | 2 | EA | 100 | 1 | 2 | Date |  |  | 2024-09-30 15:41 |  | * | [6 empty] | 2 |  | 1 | 15 |  | 0 | 16 |  |  | * |  |  | None | *
5 | - IP-57742 | Piping - Copper Type L - 4-1/8" OD - 4" ID | 0 | Sub-assembly | Active |  | 7 | 1 |  |  |  | Item | 2 | EA | 100 | 1 | 2 | Date |  |  | 2024-09-30 15:41 |  | * | [6 empty] | 2 |  | 1 | 0 |  | 0 | 17 |  |  | * |  |  | None | *
6 | 17-PIPE-0280 | PIPING - COPPER TYPE L - 4-1/8" OD - 4" ID | 0 | Purchased Item | Active |  | 1 | 1 |  |  |  | Item | 0.83333 | FT | 100 | 1 | 1.6667 | Date |  |  | 2024-09-30 15:41 |  | * | [6 empty] | 1.6667 |  | 1 | 15 |  | 0 | 16 |  |  | * |  |  | None | *
5 | 17-RTEE-418058 | 4-1/8X4-1/8X 5/8 TEE CXCXC COPPER, PRS STREAMLINE #PF 40191 | 0 | Purchased Item | Active |  | 8 | 1 |  |  |  | Item | 2 | EA | 100 | 1 | 2 | Date |  |  | 2024-09-30 15:41 |  | * | [6 empty] | 2 |  | 1 | 20 |  | 0 | 21 |  |  | * |  |  | None | *
5 | 17-FLANG-0170 | 4" COMPANION FLANGE 150# CAST-COPPER WELDED | 0 | Purchased Item | Active |  | 9 | 1 |  |  |  | Item | 2 | EA | 100 | 1 | 2 | Date |  |  | 2024-09-30 15:41 |  | * | [6 empty] | 2 |  | 1 | 15 |  | 0 | 16 |  |  | * |  |  | None | *
5 | - IP-57746 | Piping - Copper Type L - 4-1/8" OD - 4" ID | 0 | Sub-assembly | Active |  | 10 | 1 |  |  |  | Item | 1 | EA | 100 | 1 | 1 | Date |  |  | 2024-09-30 15:41 |  | * | [6 empty] | 1 |  | 1 | 0 |  | 0 | 17 |  |  | * |  |  | None | *
6 | 17-PIPE-0280 | PIPING - COPPER TYPE L - 4-1/8" OD - 4" ID | 0 | Purchased Item | Active |  | 1 | 1 |  |  |  | Item | 0.83333 | FT | 100 | 1 | 0.83333 | Date |  |  | 2024-09-30 15:41 |  | * | [6 empty] | 0.83333 |  | 1 | 15 |  | 0 | 16 |  |  | * |  |  | None | *
5 | - IP-57740 | Piping - Copper Type L - 4-1/8" OD - 4" ID | 0 | Sub-assembly | Active |  | 11 | 1 |  |  |  | Item | 2 | EA | 100 | 1 | 2 | Date |  |  | 2024-09-30 15:41 |  | * | [6 empty] | 2 |  | 1 | 0 |  | 0 | 17 |  |  | * |  |  | None | *
6 | 17-PIPE-0280 | PIPING - COPPER TYPE L - 4-1/8" OD - 4" ID | 0 | Purchased Item | Active |  | 1 | 1 |  |  |  | Item | 0.83333 | FT | 100 | 1 | 1.6667 | Date |  |  | 2024-09-30 15:41 |  | * | [6 empty] | 1.6667 |  | 1 | 15 |  | 0 | 16 |  |  | * |  |  | None | *
5 | 17-FLANG-0135 | 4" FLANGE GASKET INSULATING KIT #9165K25 | 0 | Purchased Item | Active |  | 12 | 1 |  |  |  | Item | 2 | EA | 100 | 1 | 2 | Date |  |  | 2024-09-30 15:41 |  | * | [6 empty] | 2 |  | 1 | 15 |  | 0 | 16 |  |  | * |  |  | None | *
5 | - IP-57743 | Piping - Copper Type L - 4-1/8" OD - 4" ID | 0 | Sub-assembly | Active |  | 13 | 1 |  |  |  | Item | 2 | EA | 100 | 1 | 2 | Date |  |  | 2024-09-30 15:41 |  | * | [6 empty] | 2 |  | 1 | 0 |  | 0 | 17 |  |  | * |  |  | None | *
6 | 17-PIPE-0280 | PIPING - COPPER TYPE L - 4-1/8" OD - 4" ID | 0 | Purchased Item | Active |  | 1 | 1 |  |  |  | Item | 0.83333 | FT | 100 | 1 | 1.6667 | Date |  |  | 2024-09-30 15:41 |  | * | [6 empty] | 1.6667 |  | 1 | 15 |  | 0 | 16 |  |  | * |  |  | None | *
5 | - IP-57741 | Piping - Copper Type L - 4-1/8" OD - 4" ID | 0 | Sub-assembly | Active |  | 14 | 1 |  |  |  | Item | 2 | EA | 100 | 1 | 2 | Date |  |  | 2024-09-30 15:41 |  | * | [6 empty] | 2 |  | 1 | 0 |  | 0 | 17 |  |  | * |  |  | None | *
6 | 17-PIPE-0280 | PIPING - COPPER TYPE L - 4-1/8" OD - 4" ID | 0 | Purchased Item | Active |  | 1 | 1 |  |  |  | Item | 0.83333 | FT | 100 | 1 | 1.6667 | Date |  |  | 2024-09-30 15:41 |  | * | [6 empty] | 1.6667 |  | 1 | 15 |  | 0 | 16 |  |  | * |  |  | None | *
5 | 75-NH-5811-S | 304 STAINLESS STEEL-HEX NUT-5/8"-11 THREADS PER INCH | 0 | Purchased Item | Active |  | 15 | 1 |  |  |  | Item | 8 | EA | 100 | 1 | 8 | Date |  |  | 2024-09-30 15:41 |  | * | [6 empty] | 8 |  | 1 | 5 |  | 0 | 6 |  |  | * |  |  | None | *
5 | 17-ELL-ST-0280 | 4" 45 ST ELBOW FTGXC COPPER PN#10031236 | 0 | Purchased Item | Active |  | 16 | 1 |  |  |  | Item | 4 | EA | 100 | 1 | 4 | Date |  |  | 2024-09-30 15:41 |  | * | [6 empty] | 4 |  | 1 | 20 |  | 0 | 21 |  |  | * |  |  | None | *
5 | 75-W-58-LOCK-SS | 5/8" LOCK WASHER, STAINLESS | 0 | Purchased Item | Active |  | 17 | 1 |  |  |  | Item | 16 | EA | 100 | 1 | 16 | Date |  |  | 2024-09-30 15:41 |  | * | [6 empty] | 16 |  | 1 | 10 |  | 0 | 11 |  |  | * |  |  | None | *
5 | - IP-57748 | Piping - Copper Type L - 5/8" OD - 1/2" ID | 0 | Sub-assembly | Active |  | 18 | 1 |  |  |  | Item | 2 | EA | 100 | 1 | 2 | Date |  |  | 2024-09-30 15:41 |  | * | [6 empty] | 2 |  | 1 | 0 |  | 0 | 17 |  |  | * |  |  | None | *
6 | 17-PIPE-0227 | PIPING - COPPER TYPE L - 5/8" OD - 1/2" ID | 0 | Purchased Item | Active |  | 1 | 1 |  |  |  | Item | 0.125 | FT | 100 | 1 | 0.25 | Date |  |  | 2024-09-30 15:41 |  | * | [6 empty] | 0.25 |  | 1 | 15 |  | 0 | 16 |  |  | * |  |  | None | *
5 | 75-W-58-FLAT-SS | 5/8" FLAT WASHER STAINLESS | 0 | Purchased Item | Active |  | 19 | 1 |  |  |  | Item | 16 | EA | 100 | 1 | 16 | Date |  |  | 2024-09-30 15:41 |  | * | [6 empty] | 16 |  | 1 | 5 |  | 0 | 6 |  |  | * |  |  | None | *
5 | 17-COUP-0720 | 4-1/8" COUPLING CXC COPPER | 0 | Purchased Item | Active |  | 20 | 1 |  |  |  | Item | 2 | EA | 100 | 1 | 2 | Date |  |  | 2024-09-30 15:41 |  | * | [6 empty] | 2 |  | 1 | 15 |  | 0 | 16 |  |  | * |  |  | None | *
5 | 17-ELL-0310 | 4-1/8" 90 ELBOW CXC COPPER | 0 | Purchased Item | Active |  | 21 | 1 |  |  |  | Item | 4 | EA | 100 | 1 | 4 | Date |  |  | 2024-09-30 15:41 |  | * | [6 empty] | 4 |  | 1 | 15 |  | 0 | 16 |  |  | * |  |  | None | *
5 | - IP-57744 | Piping - Copper Type L - 4-1/8" OD - 4" ID | 0 | Sub-assembly | Active |  | 22 | 1 |  |  |  | Item | 1 | EA | 100 | 1 | 1 | Date |  |  | 2024-09-30 15:41 |  | * | [6 empty] | 1 |  | 1 | 0 |  | 0 | 17 |  |  | * |  |  | None | *
6 | 17-PIPE-0280 | PIPING - COPPER TYPE L - 4-1/8" OD - 4" ID | 0 | Purchased Item | Active |  | 1 | 1 |  |  |  | Item | 0.83333 | FT | 100 | 1 | 0.83333 | Date |  |  | 2024-09-30 15:41 |  | * | [6 empty] | 0.83333 |  | 1 | 15 |  | 0 | 16 |  |  | * |  |  | None | *
4 | 75-SCWH-14-34SS | 304 STAINLESS STEEL-TEK SCREW-1/4"-14 THREADS PER INCH X 3/4" LONG | 0 | Purchased Item | Active |  | 4 | 1 |  |  |  | Item | 16 | EA | 100 | 1 | 16 | Date |  |  | 2024-09-30 15:41 |  | * | [6 empty] | 16 |  | 1 | 20 |  | 0 | 21 |  |  | * |  |  | None | *
3 | - MCYS06-SMA-66216 | PIPING SUB ASSY 4 - EBS | 0 | Sub-assembly | Active |  | 4 | 1 |  |  |  | Item | 1 | EA | 100 | 1 | 1 | Date |  |  | 2024-09-30 15:41 |  | * | [6 empty] | 1 |  | 1 | 0 |  | 0.024346 | 54 |  |  | * |  |  | None | *
4 | - IP-60442 | Round End Cap: PVC, For 2 in Pipe, 1 1/8 in Overall Lg, 1 Clamps Included | 0 | Sub-assembly | Active |  | 1 | 1 |  |  |  | Item | 1 | EA | 100 | 1 | 1 | Date |  |  | 2024-09-30 15:41 |  | * | [6 empty] | 1 |  | 1 | 0 |  | 0 | 17 |  |  | * |  |  | None | *
5 | 10062739 | Round End Cap: PVC, For 2 in Pipe, 1 1/8 in Overall Lg, 1 Clamps Included | 0 | Purchased Item | Active |  | 1 | 1 |  |  |  | Item | 1 | EA | 100 | 1 | 1 | Date |  |  | 2024-09-30 15:41 |  | * | [6 empty] | 1 |  | 1 | 15 |  | 0 | 16 |  |  | * |  |  | None | *
4 | 68-GROM-0218 | 2-1/8" SNAP IN SEALING GROMMET FOR PIPE & TUBE FITS 2.00"-2.12" PIPE DIAMETER MCMASTER #63595K52 | 0 | Purchased Item | Active |  | 2 | 1 |  |  |  | Item | 1 | EA | 100 | 1 | 1 | Date |  |  | 2024-09-30 15:41 |  | * | [6 empty] | 1 |  | 1 | 5 |  | 0 | 6 |  |  | * |  |  | None | *
4 | - MCYSC4-SPA-57762 | DRAIN AND OVERFLOW FAR VISTA FINAL | 0 | Sub-assembly | Active |  | 3 | 1 |  |  |  | Item | 1 | EA | 100 | 1 | 1 | Date |  |  | 2024-09-30 15:41 |  | * | [6 empty] | 1 |  | 1 | 0 |  | 0 | 22 |  |  | * |  |  | None | *
5 | 17-TEE-0160 | 2-1/8" TEE CXCXC COPPER | 0 | Purchased Item | Active |  | 1 | 1 |  |  |  | Item | 3 | EA | 100 | 1 | 3 | Date |  |  | 2024-09-30 15:41 |  | * | [6 empty] | 3 |  | 1 | 20 |  | 0 | 21 |  |  | * |  |  | None | *
5 | - IP-57757 | Piping - Copper Type L - 2-1/8" OD - 2" ID | 0 | Sub-assembly | Active |  | 2 | 1 |  |  |  | Item | 1 | EA | 100 | 1 | 1 | Date |  |  | 2024-09-30 15:41 |  | * | [6 empty] | 1 |  | 1 | 0 |  | 0 | 17 |  |  | * |  |  | None | *
6 | 17-PIPE-0250 | PIPING - COPPER TYPE L - 2-1/8" OD - 2" ID | 0 | Purchased Item | Active |  | 1 | 1 |  |  |  | Item | 1.0625 | FT | 100 | 1 | 1.0625 | Date |  |  | 2024-09-30 15:41 |  | * | [6 empty] | 1.0625 |  | 1 | 15 |  | 0 | 16 |  |  | * |  |  | None | *
5 | - IP-57758 | Piping - Copper Type L - 2-1/8" OD - 2" ID | 0 | Sub-assembly | Active |  | 3 | 1 |  |  |  | Item | 1 | EA | 100 | 1 | 1 | Date |  |  | 2024-09-30 15:41 |  | * | [6 empty] | 1 |  | 1 | 0 |  | 0 | 17 |  |  | * |  |  | None | *
6 | 17-PIPE-0250 | PIPING - COPPER TYPE L - 2-1/8" OD - 2" ID | 0 | Purchased Item | Active |  | 1 | 1 |  |  |  | Item | 1.063 | FT | 100 | 1 | 1.063 | Date |  |  | 2024-09-30 15:41 |  | * | [6 empty] | 1.063 |  | 1 | 15 |  | 0 | 16 |  |  | * |  |  | None | *
5 | - IP-61538 | Piping - Copper Type L - 2-1/8" OD - 2" ID | 0 | Sub-assembly | Active |  | 4 | 1 |  |  |  | Item | 1 | EA | 100 | 1 | 1 | Date |  |  | 2024-09-30 15:41 |  | * | [6 empty] | 1 |  | 1 | 0 |  | 0 | 17 |  |  | * |  |  | None | *
6 | 17-PIPE-0250 | PIPING - COPPER TYPE L - 2-1/8" OD - 2" ID | 0 | Purchased Item | Active |  | 1 | 1 |  |  |  | Item | 1.063 | FT | 100 | 1 | 1.063 | Date |  |  | 2024-09-30 15:41 |  | * | [6 empty] | 1.063 |  | 1 | 15 |  | 0 | 16 |  |  | * |  |  | None | *
5 | - IP-57761 | Piping - Copper Type L - 2-1/8" OD - 2" ID | 0 | Sub-assembly | Active |  | 5 | 1 |  |  |  | Item | 1 | EA | 100 | 1 | 1 | Date |  |  | 2024-09-30 15:41 |  | * | [6 empty] | 1 |  | 1 | 0 |  | 0 | 17 |  |  | * |  |  | None | *
6 | 17-PIPE-0250 | PIPING - COPPER TYPE L - 2-1/8" OD - 2" ID | 0 | Purchased Item | Active |  | 1 | 1 |  |  |  | Item | 1.0625 | FT | 100 | 1 | 1.0625 | Date |  |  | 2024-09-30 15:41 |  | * | [6 empty] | 1.0625 |  | 1 | 15 |  | 0 | 16 |  |  | * |  |  | None | *
5 | - IP-57760 | Piping - Copper Type L - 2-1/8" OD - 2" ID | 0 | Sub-assembly | Active |  | 6 | 1 |  |  |  | Item | 1 | EA | 100 | 1 | 1 | Date |  |  | 2024-09-30 15:41 |  | * | [6 empty] | 1 |  | 1 | 0 |  | 0 | 17 |  |  | * |  |  | None | *
6 | 17-PIPE-0250 | PIPING - COPPER TYPE L - 2-1/8" OD - 2" ID | 0 | Purchased Item | Active |  | 1 | 1 |  |  |  | Item | 1.0625 | FT | 100 | 1 | 1.0625 | Date |  |  | 2024-09-30 15:41 |  | * | [6 empty] | 1.0625 |  | 1 | 15 |  | 0 | 16 |  |  | * |  |  | None | *
5 | 17-ADAP-0155 | Adaptor CXM - Copper MPT- Male Pipe Thread - 2-1/8" OD - 2.00" ID | 0 | Purchased Item | Active |  | 7 | 1 |  |  |  | Item | 4 | EA | 100 | 1 | 4 | Date |  |  | 2024-09-30 15:41 |  | * | [6 empty] | 4 |  | 1 | 15 |  | 0 | 16 |  |  | * |  |  | None | *
5 | - IP-60452 | Piping - Copper Type L - 2-1/8" OD - 2" ID | 0 | Sub-assembly | Active |  | 8 | 1 |  |  |  | Item | 1 | EA | 100 | 1 | 1 | Date |  |  | 2024-09-30 15:41 |  | * | [6 empty] | 1 |  | 1 | 0 |  | 0 | 17 |  |  | * |  |  | None | *
6 | 17-PIPE-0250 | PIPING - COPPER TYPE L - 2-1/8" OD - 2" ID | 0 | Purchased Item | Active |  | 1 | 1 |  |  |  | Item | 1.0625 | FT | 100 | 1 | 1.0625 | Date |  |  | 2024-09-30 15:41 |  | * | [6 empty] | 1.0625 |  | 1 | 15 |  | 0 | 16 |  |  | * |  |  | None | *
5 | 18-VLV-59930 | 2" 2-WAY 2-POSITION BALL VALVE SIEMENS # 599-10330S | 0 | Purchased Item | Active |  | 9 | 1 |  |  |  | Item | 1 | EA | 100 | 1 | 1 | Date |  |  | 2024-09-30 15:41 |  | * | [6 empty] | 1 |  | 1 | 15 |  | 0 | 16 |  |  | * |  |  | None | *
5 | - IP-57759 | Piping - Copper Type L - 2-1/8" OD - 2" ID | 0 | Sub-assembly | Active |  | 10 | 1 |  |  |  | Item | 1 | EA | 100 | 1 | 1 | Date |  |  | 2024-09-30 15:41 |  | * | [6 empty] | 1 |  | 1 | 0 |  | 0 | 17 |  |  | * |  |  | None | *
6 | 17-PIPE-0250 | PIPING - COPPER TYPE L - 2-1/8" OD - 2" ID | 0 | Purchased Item | Active |  | 1 | 1 |  |  |  | Item | 1.0625 | FT | 100 | 1 | 1.0625 | Date |  |  | 2024-09-30 15:41 |  | * | [6 empty] | 1.0625 |  | 1 | 15 |  | 0 | 16 |  |  | * |  |  | None | *
5 | 17-ELL-0250 | Elbow 90 deg - 2-1/8" OD - 2" ID - CXC copper | 0 | Purchased Item | Active |  | 11 | 1 |  |  |  | Item | 1 | EA | 100 | 1 | 1 | Date |  |  | 2024-09-30 15:41 |  | * | [6 empty] | 1 |  | 1 | 15 |  | 0 | 16 |  |  | * |  |  | None | *
5 | 17-ELL-ST-0170 | FTG,STR_ELL,CU,90,FTGxC,2.13 | 0 | Purchased Item | Active |  | 12 | 1 |  |  |  | Item | 2 | EA | 100 | 1 | 2 | Date |  |  | 2024-09-30 15:41 |  | * | [6 empty] | 2 |  | 1 | 15 |  | 0 | 16 |  |  | * |  |  | None | *
4 | 18-CHECK-2TF2 | 2" TIDEFLEX TF-2 CHECK VALVE, MATERIAL OF CONSTRUCTION: EPDM, MOUNTING BANDS: 304 S/S | 0 | Purchased Item | Active |  | 4 | 1 |  |  |  | Item | 1 | EA | 100 | 1 | 1 | Date |  |  | 2024-09-30 15:41 |  | * | [6 empty] | 1 |  | 1 | 15 |  | 0 | 16 |  |  | * |  |  | None | *
4 | - MCYSC4-SMA-57789 | Drain Cover | 0 | Sub-assembly | Active |  | 5 | 1 |  |  |  | Item | 1 | EA | 100 | 1 | 1 | Date |  |  | 2024-09-30 15:41 |  | * | [6 empty] | 1 |  | 1 | 0 |  | 0.024346 | 53 |  |  | * |  |  | None | *
5 | - IP-60441 | Gasket - Neoprene - 1.00"w x 0.25"t SINGLECOAT FOAM TAPE | 0 | Sub-assembly | Active |  | 5 | 1 |  |  |  | Item | 2 | EA | 100 | 1 | 2 | Date |  |  | 2024-09-30 15:41 |  | * | [6 empty] | 2 |  | 1 | 0 |  | 0 | 52 |  |  | * |  |  | None | *
6 | 85-FOAM-0110 | GASKET - NEOPRENE - 1.00"W X 0.25"T SINGLECOAT FOAM TAPE | 0 | Purchased Item | Active |  | 1 | 1 |  |  |  | Item | 0.391 | FT | 100 | 1 | 0.782 | Date |  |  | 2024-09-30 15:41 |  | * | [6 empty] | 0.782 |  | 1 | 50 |  | 0 | 51 |  |  | * |  |  | None | *
5 | - IP-57788 | Gasket - Neoprene - 1.00"w x 0.25"t SINGLECOAT FOAM TAPE | 0 | Sub-assembly | Active |  | 6 | 1 |  |  |  | Item | 2 | EA | 100 | 1 | 2 | Date |  |  | 2024-09-30 15:41 |  | * | [6 empty] | 2 |  | 1 | 0 |  | 0 | 52 |  |  | * |  |  | None | *
6 | 85-FOAM-0110 | GASKET - NEOPRENE - 1.00"W X 0.25"T SINGLECOAT FOAM TAPE | 0 | Purchased Item | Active |  | 1 | 1 |  |  |  | Item | 0.276 | FT | 100 | 1 | 0.552 | Date |  |  | 2024-09-30 15:41 |  | * | [6 empty] | 0.552 |  | 1 | 50 |  | 0 | 51 |  |  | * |  |  | None | *
5 | 75-SCWH-14-34SS | 304 STAINLESS STEEL-TEK SCREW-1/4"-14 THREADS PER INCH X 3/4" LONG | 0 | Purchased Item | Active |  | 7 | 1 |  |  |  | Item | 10 | EA | 100 | 1 | 10 | Date |  |  | 2024-09-30 15:41 |  | * | [6 empty] | 10 |  | 1 | 20 |  | 0 | 21 |  |  | * |  |  | None | *
5 | - IP-60440 | 16ga SS 304L Solid coil 60 | 0 | Sub-assembly | Active |  | 8 | 1 |  |  |  | Item | 1 | EA | 100 | 1 | 1 | Date |  |  | 2024-09-30 15:41 |  | * | [6 empty] | 1 |  | 1 | 0.024346 |  | 0.024346 | 12.0243 |  |  | * |  |  | None | *
6 | 45-304L-C0110 | STEEL,304-L S/S,16 GA,60" COIL | 0 | Purchased Item | Active |  | 1 | 1 |  |  |  | Item | 0.395 | SFT | 100 | 1 | 0.395 | Date |  |  | 2024-09-30 15:41 |  | * | [6 empty] | 0.395 |  | 1 | 10 |  | 0 | 11 |  |  | * |  |  | None | *
5 | - IP-57778 | Drain Plate | 0 | Sub-assembly | Active |  | 9 | 1 |  |  |  | Item | 1 | EA | 100 | 1 | 1 | Date |  |  | 2024-09-30 15:41 |  | * | [6 empty] | 1 |  | 1 | 0.024346 |  | 0.024346 | 12.0243 |  |  | * |  |  | None | *
6 | 45-304L-C0110 | STEEL,304-L S/S,16 GA,60" COIL | 0 | Purchased Item | Active |  | 1 | 1 |  |  |  | Item | 0.299 | SFT | 100 | 1 | 0.299 | Date |  |  | 2024-09-30 15:41 |  | * | [6 empty] | 0.299 |  | 1 | 10 |  | 0 | 11 |  |  | * |  |  | None | *
5 | - IP-57787 | Gasket - Neoprene - 1.00"w x 0.25"t SINGLECOAT FOAM TAPE | 0 | Sub-assembly | Active |  | 10 | 1 |  |  |  | Item | 2 | EA | 100 | 1 | 2 | Date |  |  | 2024-09-30 15:41 |  | * | [6 empty] | 2 |  | 1 | 0 |  | 0 | 52 |  |  | * |  |  | None | *
6 | 85-FOAM-0110 | GASKET - NEOPRENE - 1.00"W X 0.25"T SINGLECOAT FOAM TAPE | 0 | Purchased Item | Active |  | 1 | 1 |  |  |  | Item | 0.833 | FT | 100 | 1 | 1.666 | Date |  |  | 2024-09-30 15:41 |  | * | [6 empty] | 1.666 |  | 1 | 50 |  | 0 | 51 |  |  | * |  |  | None | *
3 | - MCYS06-SMA-66262 | LEVEL 03 - VIRTUAL PARTS LOWER | E | Phantom item | Active |  | 5 | 1 |  |  |  | Item | 1 | EA | 100 | 1 | 1 | Date |  |  | 2024-09-30 15:41 |  | * | CCO-79419 | [5 empty] | 1 |  | 1 | 0 |  | 0 | 52 |  |  | * |  |  | None
4 | 15-FLANGE-G-120 | 4" - GASKET - VAN STONE FLANGE | 0 | Purchased Item | Active |  | 1 | 1 |  |  |  | Item | 4 | EA | 100 | 1 | 4 | Date |  |  | 2024-09-30 15:41 |  | * | [6 empty] | 4 |  | 1 | 20 |  | 0 | 21 |  |  | * |  |  | None | *
4 | 75-UNIST-0100 | 1 5/8" X 1 5/8" - GALVANIZED - UNISTRUT | 0 | Purchased Item | Active |  | 3 | 1 |  |  |  | Item | 16.64 | FT | 100 | 1 | 16.64 | Date |  |  | 2024-09-30 15:41 |  | * | [6 empty] | 16.64 |  | 1 | 10 |  | 0 | 11 |  |  | * |  |  | None | *
4 | 85-ESC-7-004 | RUBBER ESCUTCHEON 7" OD 4" ID | 0 | Purchased Item | Active |  | 4 | 1 |  |  |  | Item | 2 | EA | 100 | 1 | 2 | Date |  |  | 2024-09-30 15:41 |  | * | CCO-79419 | [5 empty] | 2 |  | 1 | 50 |  | 0 | 51 |  |  | * |  |  | None | *
4 | 85-GASK-0190 | GASKET 1/4 | 0 | Purchased Item | Active |  | 5 | 1 |  |  |  | Item | 4 | FT | 100 | 1 | 4 | Date |  |  | 2024-09-30 15:41 |  | * | CCO-79419 | [5 empty] | 4 |  | 1 | 5 |  | 0 | 6 |  |  | * |  |  | None | *
4 | 85-GASK-114110 | 1 1/4"T X 1"W X 10 LFT, LAMINATED GASKET COMBINATIONS OF AFP# 1950R: 4701-30-1550-04 AND AFP# 1925R 4701-30-15250-04 AND AFP# 6527 PSA AND 6619 PSA | 0 | Purchased Item | Active |  | 6 | 1 |  |  |  | Item | 13 | EA | 100 | 1 | 13 | Date |  |  | 2024-09-30 15:41 |  | * | CCO-79419 | [5 empty] | 13 |  | 1 | 5 |  | 0 | 6 |  |  | * |  |  | None | *
4 | 85-TAPE-0101 | HEAT SHRINK TAPE 2"W X180'L #DS-702 | 0 | Purchased Item | Active |  | 7 | 1 |  |  |  | Item | 4 | EA | 100 | 1 | 4 | Date |  |  | 2024-09-30 15:41 |  | * | CCO-79419 | [5 empty] | 4 |  | 1 | 1 |  | 0 | 2 |  |  | * |  |  | None | *
4 | 85-TAPE-0103 | HEAT SHRINK TAPE 4"W X 180'L #DS-704 | 0 | Purchased Item | Active |  | 8 | 1 |  |  |  | Item | 5 | EA | 100 | 1 | 5 | Date |  |  | 2024-09-30 15:41 |  | * | CCO-79419 | [5 empty] | 5 |  | 1 | 10 |  | 0 | 11 |  |  | * |  |  | None | *
4 | 85-WRAP-0115 | VENT,SELF_ADHESIVE,WTHRTIGHT | 0 | Purchased Item | Active |  | 9 | 1 |  |  |  | Item | 5 | EA | 100 | 1 | 5 | Date |  |  | 2024-09-30 15:41 |  | * | CCO-79419 | [5 empty] | 5 |  | 1 | 10 |  | 0 | 11 |  |  | * |  |  | None | *
4 | 85-WRAP-0125 | 36 X 72 ZIPPER ACCESS DOOR DS72 | 0 | Purchased Item | Active |  | 10 | 1 |  |  |  | Item | 7 | EA | 100 | 1 | 7 | Date |  |  | 2024-09-30 15:41 |  | * | CCO-79419 | [5 empty] | 7 |  | 1 | 10 |  | 0 | 11 |  |  | * |  |  | None | *
4 | 85-ADH-3M-740G2 | 3M HYBRID SEALANT 740 (GRAY), 290ML. CASTRIDGE | 0 | Purchased Item | Active |  | 11 | 1 |  |  |  | Item | 93.125 | EA | 100 | 1 | 93.125 | Date |  |  | 2024-09-30 15:41 |  | * | CCO-79419 | [5 empty] | 93.125 |  | 1 | 30 |  | 0 | 31 |  |  | * |  |  | None | *
4 | 85-ADH-DAL42100 | DALTOFOAM TR 42100- HUNTSMAN, PANEL LAMINATING ADHESIVE | 0 | Purchased Item | Active |  | 12 | 1 |  |  |  | Item | 685 | SFT | 100 | 1 | 685 | Date |  |  | 2024-09-30 15:41 |  | * | CCO-79419 | [5 empty] | 685 |  | 1 | 40 |  | 0 | 41 |  |  | * |  |  | None | *
4 | 85-ADH-SUPR2026 | SUPRASEC 2026 - HUNTSMAN, PANEL LAMINATING ADHESIVE | 0 | Purchased Item | Active |  | 13 | 1 |  |  |  | Item | 685 | SFT | 100 | 1 | 685 | Date |  |  | 2024-09-30 15:41 |  | * | CCO-79419 | [5 empty] | 685 |  | 1 | 25 |  | 0 | 26 |  |  | * |  |  | None | *
4 | 15-PIPE-0146 | 3" PVC PIPE S40 | 0 | Purchased Item | Active |  | 14 | 1 |  |  |  | Item | 18 | FT | 100 | 1 | 18 | Date |  |  | 2024-09-30 15:41 |  | * | CCO-79419 | [5 empty] | 18 |  | 1 | 20 |  | 0 | 21 |  |  | * |  |  | None | *
4 | 17-ADAP-0120 | Adaptor CXM - Copper MPT- Male Pipe Thread - 1-1/8" OD - 1.00" ID | 0 | Purchased Item | Active |  | 15 | 1 |  |  |  | Item | 2 | EA | 100 | 1 | 2 | Date |  |  | 2024-09-30 15:41 |  | * | CCO-79419 | [5 empty] | 2 |  | 1 | 45 |  | 0 | 46 |  |  | * |  |  | None | *
4 | 17-ELL-0310 | 4-1/8" 90 ELBOW CXC COPPER | 0 | Purchased Item | Active |  | 16 | 1 |  |  |  | Item | 2 | EA | 100 | 1 | 2 | Date |  |  | 2024-09-30 15:41 |  | * | CCO-79419 | [5 empty] | 2 |  | 1 | 15 |  | 0 | 16 |  |  | * |  |  | None | *
4 | 17-FLANG-0170 | 4" COMPANION FLANGE 150# CAST-COPPER WELDED | 0 | Purchased Item | Active |  | 17 | 1 |  |  |  | Item | 4 | EA | 100 | 1 | 4 | Date |  |  | 2024-09-30 15:41 |  | * | CCO-79419 | [5 empty] | 4 |  | 1 | 15 |  | 0 | 16 |  |  | * |  |  | None | *
4 | 17-PIPE-0232 | PIPING - COPPER TYPE L - 1-1/8" OD - 1" ID | 0 | Purchased Item | Active |  | 18 | 1 |  |  |  | Item | 1.625 | FT | 100 | 1 | 1.625 | Date |  |  | 2024-09-30 15:41 |  | * | CCO-79419 | [5 empty] | 1.625 |  | 1 | 15 |  | 0 | 16 |  |  | * |  |  | None | *
4 | 17-RTEE-418058 | 4-1/8X4-1/8X 5/8 TEE CXCXC COPPER, PRS STREAMLINE #PF 40191 | 0 | Purchased Item | Active |  | 19 | 1 |  |  |  | Item | 2 | EA | 100 | 1 | 2 | Date |  |  | 2024-09-30 15:41 |  | * | CCO-79419 | [5 empty] | 2 |  | 1 | 20 |  | 0 | 21 |  |  | * |  |  | None | *
4 | 30-TUBE-35105B | 1/4" OD 0.160I.D. PNEUMATIC WELD-SPATTER RESISTANT TUBING SPARK-LINPART# 1B-351-07-01 COLOR: BLACK (250' REEL) | 0 | Purchased Item | Active |  | 20 | 1 |  |  |  | Item | 252 | FT | 100 | 1 | 252 | Date |  |  | 2024-09-30 15:41 |  | * | CCO-79419 | [5 empty] | 252 |  | 1 | 15 |  | 0 | 16 |  |  | * |  |  | None | *
2 | - MCYS06-SMA-66171 | TAMCO DAMPER SUB ASSY 5 | 0 | Sub-assembly | Active |  | 13 | 1 |  |  |  | Item | 1 | EA | 100 | 1 | 1 | Date |  |  | 2024-09-30 15:41 |  | * | [6 empty] | 1 |  | 1 | 0 |  | 0 | 52 |  |  | * |  |  | None | *
3 | - IP-57857 | Actuator Label | 0 | Sub-assembly | Active |  | 1 | 1 |  |  |  | Item | 1 | EA | 100 | 1 | 1 | Date |  |  | 2024-09-30 15:41 |  | * | [6 empty] | 1 |  | 1 | 0 |  | 0 | 32 |  |  | * |  |  | None | *
4 | 75-TAGS-23210 | BLANK TAGS, BRASS, ROUND, 1-1/2" X 1-1/2", (25 PK) PN 15Y745 | 0 | Purchased Item | Active |  | 1 | 1 |  |  |  | Item | 1 | EA | 100 | 1 | 1 | Date |  |  | 2024-09-30 15:41 |  | * | [6 empty] | 1 |  | 1 | 30 |  | 0 | 31 |  |  | * |  |  | None | *
3 | 80-TD-907041SC | 70WX41.50H SERIES 9000 OPTION SC, PROFILE NP, OPPOSED BLADE, THERMALLY INSULATED, EXT REAR FLANGE, CFG: 2EF, 1 SP JUMPER BRACKET QUOTE# Q10231580 | 0 | Purchased Item | Active |  | 2 | 1 |  |  |  | Item | 1 | EA | 100 | 1 | 1 | Date |  |  | 2024-09-30 15:41 |  | * | [6 empty] | 1 |  | 1 | 50 |  | 0 | 51 |  |  | * |  |  | None | *
3 | 80-ACT-GCA1611U | DAMPER ACTUATOR W/FEEDBACK OU | 0 | Purchased Item | Active |  | 4 | 1 |  |  |  | Item | 1 | EA | 100 | 1 | 1 | Date |  |  | 2024-09-30 15:41 |  | * | [6 empty] | 1 |  | 1 | 40 |  | 0 | 41 |  |  | * |  |  | None | *
2 | - MCYS06-SMA-66172 | TAMCO DAMPER SUB ASSY 6 | 0 | Sub-assembly | Active |  | 14 | 1 |  |  |  | Item | 1 | EA | 100 | 1 | 1 | Date |  |  | 2024-09-30 15:41 |  | * | [6 empty] | 1 |  | 1 | 0 |  | 0 | 42 |  |  | * |  |  | None | *
3 | - IP-57857 | Actuator Label | 0 | Sub-assembly | Active |  | 1 | 1 |  |  |  | Item | 1 | EA | 100 | 1 | 1 | Date |  |  | 2024-09-30 15:41 |  | * | [6 empty] | 1 |  | 1 | 0 |  | 0 | 32 |  |  | * |  |  | None | *
4 | 75-TAGS-23210 | BLANK TAGS, BRASS, ROUND, 1-1/2" X 1-1/2", (25 PK) PN 15Y745 | 0 | Purchased Item | Active |  | 1 | 1 |  |  |  | Item | 1 | EA | 100 | 1 | 1 | Date |  |  | 2024-09-30 15:41 |  | * | [6 empty] | 1 |  | 1 | 30 |  | 0 | 31 |  |  | * |  |  | None | *
3 | 80-TD-907041SP | TAMCO DAMP 70WX41.5H SERIES 9000, PROFILE SP, OPPOSED BLADE, THERMALLY INSULATED, EXT REAR FLANGE, CFG: 2EF, 1 SP JUMPER BRACKET | 0 | Purchased Item | Active |  | 2 | 1 |  |  |  | Item | 1 | EA | 100 | 1 | 1 | Date |  |  | 2024-09-30 15:41 |  | * | [6 empty] | 1 |  | 1 | 18 |  | 0 | 19 |  |  | * |  |  | None | *
3 | 80-ACT-GCA1611U | DAMPER ACTUATOR W/FEEDBACK OU | 0 | Purchased Item | Active |  | 4 | 1 |  |  |  | Item | 1 | EA | 100 | 1 | 1 | Date |  |  | 2024-09-30 15:41 |  | * | [6 empty] | 1 |  | 1 | 40 |  | 0 | 41 |  |  | * |  |  | None | *
2 | - MCYS06-SMA-66173 | AIR BLENDER SUB ASSY | 0 | Sub-assembly | Active |  | 15 | 1 |  |  |  | Item | 1 | EA | 100 | 1 | 1 | Date |  |  | 2024-09-30 15:41 |  | * | [6 empty] | 1 |  | 1 | 0 |  | 0 | 32 |  |  | * |  |  | None | *
3 | 98-AB-7272-AB72 | BLENDER - MODEL AB72 - 72"W X 72"H - BLENDER PRODUCTS INC. | 0 | Purchased Item | Active |  | 2 | 1 |  |  |  | Item | 2 | EA | 100 | 1 | 2 | Date |  |  | 2024-09-30 15:41 |  | * | [6 empty] | 2 |  | 1 | 30 |  | 0 | 31 |  |  | * |  |  | None | *
2 | - MCYS06-SMA-66174 | ELI DAMPER LOWER 1 EBS | A | Sub-assembly | Active |  | 16 | 1 |  |  |  | Item | 1 | EA | 100 | 1 | 1 | Date |  |  | 2024-09-30 15:41 |  | * | [6 empty] | 1 |  | 1 | 1.0821 |  | 1.147 | 56.0821 |  |  | * |  |  | None | *
3 | - IP-57858 | Actuator Label | 0 | Sub-assembly | Active |  | 2 | 1 |  |  |  | Item | 1 | EA | 100 | 1 | 1 | Date |  |  | 2024-09-30 15:41 |  | * | [6 empty] | 1 |  | 1 | 0 |  | 0 | 32 |  |  | * |  |  | None | *
4 | 75-TAGS-23210 | BLANK TAGS, BRASS, ROUND, 1-1/2" X 1-1/2", (25 PK) PN 15Y745 | 0 | Purchased Item | Active |  | 1 | 1 |  |  |  | Item | 1 | EA | 100 | 1 | 1 | Date |  |  | 2024-09-30 15:41 |  | * | [6 empty] | 1 |  | 1 | 30 |  | 0 | 31 |  |  | * |  |  | None | *
3 | 75-SCWH-14-114 | 1/4-14x1 1/4" SELF DRILL S.H.W PL | 0 | Purchased Item | Active |  | 3 | 1 |  |  |  | Item | 20 | EA | 100 | 1 | 20 | Date |  |  | 2024-09-30 15:41 |  | * | [6 empty] | 20 |  | 1 | 20 |  | 0 | 21 |  |  | * |  |  | None | *
3 | - MCYS06-SMA-66175 | DAMPER - 64.5 IN | 0 | Sub-assembly | Active |  | 5 | 1 |  |  |  | Item | 1 | EA | 100 | 1 | 1 | Date |  |  | 2024-09-30 15:41 |  | * | [6 empty] | 1 |  | 1 | 0 |  | 0.064923 | 54 |  |  | * |  |  | None | *
4 | - IP-54558 | STEEL,GALV,G90,16 GA,48" COIL | A | Sub-assembly | Active |  | 1 | 1 |  |  |  | Item | 2 | EA | 100 | 1 | 2 | Date |  |  | 2024-09-30 15:41 |  | * | [6 empty] | 2 |  | 1 | 0.064923 |  | 0.064923 | 17.0649 |  |  | * |  |  | None | *
5 | 45-GALC-0250 | STEEL,GALV,G90,16 GA,48" COIL | 0 | Purchased Item | Active |  | 1 | 1 |  |  |  | Item | 0.357 | SFT | 100 | 1 | 0.714 | Date |  |  | 2024-09-30 15:41 |  | * | [6 empty] | 0.714 |  | 1 | 15 |  | 0 | 16 |  |  | * |  |  | None | *
4 | - IP-54559 | STEEL,GALV,G90,14 GA,48" COIL | 0 | Sub-assembly | Active |  | 2 | 1 |  |  |  | Item | 2 | EA | 100 | 1 | 2 | Date |  |  | 2024-09-30 15:41 |  | * | [6 empty] | 2 |  | 1 | 0.064923 |  | 0.064923 | 17.0649 |  |  | * |  |  | None | *
5 | 45-GALC-0510 | STEEL,GALV,G90,14 GA,48" COIL | 0 | Purchased Item | Active |  | 1 | 1 |  |  |  | Item | 0.5 | SFT | 100 | 1 | 1 | Date |  |  | 2024-09-30 15:41 |  | * |  |  | WIP_APU-1 |  |  |  | 1 |  | 1 | 15 |  | 0 | 16 |  |  | * |  |  | None | *
5 | IP-54559_DOC | STEEL,GALV,G90,14 GA,48" COIL | 0 | Reference Item - Document Management | Active |  | 99999 | 1 |  |  |  | Item | 1 | EA | 100 | 1 | 2 | Date |  |  | 2024-09-30 15:41 |  | * | [6 empty] | 2 |  | 1 |  |  | 0 | 0 | [5 empty] | None
4 | - SHAFT | ZINC PLATED SQUARE BAR 3/8""x72"" | 0 | Sub-assembly | Active |  | 3 | 1 |  |  |  | Item | 1 | EA | 100 | 1 | 1 | Date |  |  | 2024-09-30 15:41 |  | * | [6 empty] | 1 |  | 1 | 0 |  | 0 | 17 |  |  | * |  |  | None | *
5 | 40-SB-3872-ZP | SQUARE BAR - C1018 - ZINC PLATED - 3/8" DIA X 72" | 0 | Purchased Item | Active |  | 1 | 1 |  |  |  | Item | 0.448 | FT | 100 | 1 | 0.448 | Date |  |  | 2024-09-30 15:41 |  | * | [6 empty] | 0.448 |  | 1 | 15 |  | 0 | 16 |  |  | * |  |  | None | *
4 | 75-W-14-FLAT-P | Zinc Plated-Flat Washer-1/4" | 0 | Purchased Item | Active |  | 4 | 1 |  |  |  | Item | 22 | EA | 100 | 1 | 22 | Date |  |  | 2024-09-30 15:41 |  | * | [6 empty] | 22 |  | 1 | 25 |  | 0 | 26 |  |  | * |  |  | None | *
4 | - MCYSC4-SMA-54557 | BLADE SUB-ASSY MCYSC4 54557 | 0 | Sub-assembly | Active |  | 5 | 1 |  |  |  | Item | 6 | EA | 100 | 1 | 6 | Date |  |  | 2024-09-30 15:41 |  | * | [6 empty] | 6 |  | 1 | 0 |  | 0 | 53 |  |  | * |  |  | None | *
5 | - IP-54556 | SINGLE/DOUBLE DAMPER GASKET BULB DAMPER BLADE SEAL #092010A | 0 | Sub-assembly | Active |  | 7 | 1 |  |  |  | Item | 1 | EA | 100 | 1 | 6 | Date |  |  | 2024-09-30 15:41 |  | * | [6 empty] | 6 |  | 1 | 0 |  | 0 | 52 |  |  | * |  |  | None | *
6 | 80-DAMP-092010A | SINGLE/DOUBLE DAMPER GASKET BULB DAMPER BLADE SEAL #092010A | 0 | Purchased Item | Active |  | 1 | 1 |  |  |  | Item | 2.599 | FT | 100 | 1 | 15.594 | Date |  |  | 2024-09-30 15:41 |  | * | [6 empty] | 15.594 |  | 1 | 50 |  | 0 | 51 |  |  | * |  |  | None | *
5 | - IP-54555 | Extruded Aluminum, AF Damper blade, clear anodized, 20' | 0 | Sub-assembly | Active |  | 8 | 1 |  |  |  | Item | 1 | EA | 100 | 1 | 6 | Date |  |  | 2024-09-30 15:41 |  | * | [6 empty] | 6 |  | 1 | 0 |  | 0 | 52 |  |  | * |  |  | None | *
6 | 80-DAMP-0270 | EXTRUDED ALUM. AF DAMPER BLADE. CLEAR ANODIZED. | 0 | Purchased Item | Active |  | 1 | 1 |  |  |  | Item | 2.599 | FT | 100 | 1 | 15.594 | Date |  |  | 2024-09-30 15:41 |  | * | [6 empty] | 15.594 |  | 1 | 50 |  | 0 | 51 |  |  | * |  |  | None | *
5 | - IP-69818 | STEEL,GALV,G90,10GA,48x120 | 0 | Sub-assembly | Active |  | 10 | 1 |  |  |  | Item | 2 | EA | 100 | 1 | 12 | Date |  |  | 2024-09-30 15:41 |  | * | [6 empty] | 12 |  | 1 | 0 |  | 0 | 12 |  |  | * |  |  | None | *
6 | 45-GALV-0305 | STEEL,GALV,G90,10GA,48X120 | 0 | Purchased Item | Active |  | 1 | 1 |  |  |  | Item | 0.012 | SFT | 100 | 1 | 0.144 | Date |  |  | 2024-09-30 15:41 |  | * | [6 empty] | 0.144 |  | 1 | 10 |  | 0 | 11 |  |  | * |  |  | None | *
5 | 75-FAST-0251 | ZINC PLATED - CLEVIS PIN - 1/4" X 1/2" | 0 | Purchased Item | Active |  | 11 | 1 |  |  |  | Item | 2 | EA | 100 | 1 | 12 | Date |  |  | 2024-09-30 15:41 |  | * | [6 empty] | 12 |  | 1 | 15 |  | 0 | 16 |  |  | * |  |  | None | *
5 | - ENDSHAFT | ZINC PLATED SQUARE BAR 3/8""x72"" | 0 | Sub-assembly | Active |  | 12 | 1 |  |  |  | Item | 2 | EA | 100 | 1 | 12 | Date |  |  | 2024-09-30 15:41 |  | * | [6 empty] | 12 |  | 1 | 0 |  | 0 | 17 |  |  | * |  |  | None | *
6 | 40-SB-3872-ZP | SQUARE BAR - C1018 - ZINC PLATED - 3/8" DIA X 72" | 0 | Purchased Item | Active |  | 1 | 1 |  |  |  | Item | 0.25 | FT | 100 | 1 | 3 | Date |  |  | 2024-09-30 15:41 |  | * | [6 empty] | 3 |  | 1 | 15 |  | 0 | 16 |  |  | * |  |  | None | *
5 | 80-BUSHING-3/8 | BUSHING - NYLON - GALVANIZED G90 - 0.38 DIAMETER - XX.X LENGTH | 0 | Purchased Item | Active |  | 13 | 1 |  |  |  | Item | 2 | EA | 100 | 1 | 12 | Date |  |  | 2024-09-30 15:41 |  | * | [6 empty] | 12 |  | 1 | 40 |  | 0 | 41 |  |  | * |  |  | None | *
4 | - MCYSC4-SMA-54573 | BLADE SUB ASSY OP2 54573 | 0 | Sub-assembly | Active |  | 6 | 1 |  |  |  | Item | 5 | EA | 100 | 1 | 5 | Date |  |  | 2024-09-30 15:41 |  | * | [6 empty] | 5 |  | 1 | 0 |  | 0 | 53 |  |  | * |  |  | None | *
5 | - IP-54556 | SINGLE/DOUBLE DAMPER GASKET BULB DAMPER BLADE SEAL #092010A | 0 | Sub-assembly | Active |  | 7 | 1 |  |  |  | Item | 1 | EA | 100 | 1 | 5 | Date |  |  | 2024-09-30 15:41 |  | * | [6 empty] | 5 |  | 1 | 0 |  | 0 | 52 |  |  | * |  |  | None | *
6 | 80-DAMP-092010A | SINGLE/DOUBLE DAMPER GASKET BULB DAMPER BLADE SEAL #092010A | 0 | Purchased Item | Active |  | 1 | 1 |  |  |  | Item | 2.599 | FT | 100 | 1 | 12.995 | Date |  |  | 2024-09-30 15:41 |  | * | [6 empty] | 12.995 |  | 1 | 50 |  | 0 | 51 |  |  | * |  |  | None | *
5 | - IP-54555 | Extruded Aluminum, AF Damper blade, clear anodized, 20' | 0 | Sub-assembly | Active |  | 8 | 1 |  |  |  | Item | 1 | EA | 100 | 1 | 5 | Date |  |  | 2024-09-30 15:41 |  | * | [6 empty] | 5 |  | 1 | 0 |  | 0 | 52 |  |  | * |  |  | None | *
6 | 80-DAMP-0270 | EXTRUDED ALUM. AF DAMPER BLADE. CLEAR ANODIZED. | 0 | Purchased Item | Active |  | 1 | 1 |  |  |  | Item | 2.599 | FT | 100 | 1 | 12.995 | Date |  |  | 2024-09-30 15:41 |  | * | [6 empty] | 12.995 |  | 1 | 50 |  | 0 | 51 |  |  | * |  |  | None | *
5 | - IP-69818 | STEEL,GALV,G90,10GA,48x120 | 0 | Sub-assembly | Active |  | 10 | 1 |  |  |  | Item | 2 | EA | 100 | 1 | 10 | Date |  |  | 2024-09-30 15:41 |  | * | [6 empty] | 10 |  | 1 | 0 |  | 0 | 12 |  |  | * |  |  | None | *
6 | 45-GALV-0305 | STEEL,GALV,G90,10GA,48X120 | 0 | Purchased Item | Active |  | 1 | 1 |  |  |  | Item | 0.012 | SFT | 100 | 1 | 0.12 | Date |  |  | 2024-09-30 15:41 |  | * | [6 empty] | 0.12 |  | 1 | 10 |  | 0 | 11 |  |  | * |  |  | None | *
5 | 75-FAST-0251 | ZINC PLATED - CLEVIS PIN - 1/4" X 1/2" | 0 | Purchased Item | Active |  | 11 | 1 |  |  |  | Item | 2 | EA | 100 | 1 | 10 | Date |  |  | 2024-09-30 15:41 |  | * | [6 empty] | 10 |  | 1 | 15 |  | 0 | 16 |  |  | * |  |  | None | *
5 | - ENDSHAFT | ZINC PLATED SQUARE BAR 3/8""x72"" | 0 | Sub-assembly | Active |  | 12 | 1 |  |  |  | Item | 2 | EA | 100 | 1 | 10 | Date |  |  | 2024-09-30 15:41 |  | * | [6 empty] | 10 |  | 1 | 0 |  | 0 | 17 |  |  | * |  |  | None | *
6 | 40-SB-3872-ZP | SQUARE BAR - C1018 - ZINC PLATED - 3/8" DIA X 72" | 0 | Purchased Item | Active |  | 1 | 1 |  |  |  | Item | 0.25 | FT | 100 | 1 | 2.5 | Date |  |  | 2024-09-30 15:41 |  | * | [6 empty] | 2.5 |  | 1 | 15 |  | 0 | 16 |  |  | * |  |  | None | *
5 | 80-BUSHING-3/8 | BUSHING - NYLON - GALVANIZED G90 - 0.38 DIAMETER - XX.X LENGTH | 0 | Purchased Item | Active |  | 13 | 1 |  |  |  | Item | 2 | EA | 100 | 1 | 10 | Date |  |  | 2024-09-30 15:41 |  | * | [6 empty] | 10 |  | 1 | 40 |  | 0 | 41 |  |  | * |  |  | None | *
4 | - IP-69817 | STEEL,GALV,G90,12GA,48x96 | 0 | Sub-assembly | Active |  | 7 | 1 |  |  |  | Item | 10 | EA | 100 | 1 | 10 | Date |  |  | 2024-09-30 15:41 |  | * | [6 empty] | 10 |  | 1 | 0 |  | 0 | 22 |  |  | * |  |  | None | *
5 | 45-GALV-0310 | STEEL,GALV,G90,12GA,48X96 | 0 | Purchased Item | Active |  | 1 | 1 |  |  |  | Item | 0.025 | SFT | 100 | 1 | 0.25 | Date |  |  | 2024-09-30 15:41 |  | * | [6 empty] | 0.25 |  | 1 | 20 |  | 0 | 21 |  |  | * |  |  | None | *
4 | - IP-60416 | STEEL,GALV,G90,16 GA,48" COIL | A | Sub-assembly | Active |  | 9 | 1 |  |  |  | Item | 1 | EA | 100 | 1 | 1 | Date |  |  | 2024-09-30 15:41 |  | * | [6 empty] | 1 |  | 1 | 0.064923 |  | 0.064923 | 17.0649 |  |  | * |  |  | None | *
5 | 45-GALC-0250 | STEEL,GALV,G90,16 GA,48" COIL | 0 | Purchased Item | Active |  | 1 | 1 |  |  |  | Item | 3 | SFT | 100 | 1 | 3 | Date |  |  | 2024-09-30 15:41 |  | * |  |  | WIP_APU-1 |  |  |  | 3 |  | 1 | 15 |  | 0 | 16 |  |  | * |  |  | None | *
4 | - IP-69816 | STEEL,GALV,G90,16 GA,48" COIL | 0 | Sub-assembly | Active |  | 10 | 1 |  |  |  | Item | 4 | EA | 100 | 1 | 4 | Date |  |  | 2024-09-30 15:41 |  | * | [6 empty] | 4 |  | 1 | 0 |  | 0 | 17 |  |  | * |  |  | None | *
5 | 45-GALC-0250 | STEEL,GALV,G90,16 GA,48" COIL | 0 | Purchased Item | Active |  | 1 | 1 |  |  |  | Item | 0.04 | SFT | 100 | 1 | 0.16 | Date |  |  | 2024-09-30 15:41 |  | * | [6 empty] | 0.16 |  | 1 | 15 |  | 0 | 16 |  |  | * |  |  | None | *
4 | - IP-54554 | STEEL,GALV,G90,16 GA,48" COIL | A | Sub-assembly | Active |  | 11 | 1 |  |  |  | Item | 1 | EA | 100 | 1 | 1 | Date |  |  | 2024-09-30 15:41 |  | * | [6 empty] | 1 |  | 1 | 0.064923 |  | 0.064923 | 17.0649 |  |  | * |  |  | None | *
5 | 45-GALC-0250 | STEEL,GALV,G90,16 GA,48" COIL | 0 | Purchased Item | Active |  | 1 | 1 |  |  |  | Item | 3 | SFT | 100 | 1 | 3 | Date |  |  | 2024-09-30 15:41 |  | * |  |  | WIP_APU-1 |  |  |  | 3 |  | 1 | 15 |  | 0 | 16 |  |  | * |  |  | None | *
4 | 75-SCWH-14-34 | 1/4-14x3/4" SELF DRILL HEX S.H.W PL | 0 | Purchased Item | Active |  | 12 | 1 |  |  |  | Item | 16 | EA | 100 | 1 | 16 | Date |  |  | 2024-09-30 15:41 |  | * | [6 empty] | 16 |  | 1 | 20 |  | 0 | 21 |  |  | * |  |  | None | *
4 | - IP-54553 | STEEL,GALV,G90,16 GA,48" COIL | A | Sub-assembly | Active |  | 13 | 1 |  |  |  | Item | 2 | EA | 100 | 1 | 2 | Date |  |  | 2024-09-30 15:41 |  | * | [6 empty] | 2 |  | 1 | 0.064923 |  | 0.064923 | 17.0649 |  |  | * |  |  | None | *
5 | 45-GALC-0250 | STEEL,GALV,G90,16 GA,48" COIL | 0 | Purchased Item | Active |  | 1 | 1 |  |  |  | Item | 5.25 | SFT | 100 | 1 | 10.5 | Date |  |  | 2024-09-30 15:41 |  | * |  |  | WIP_APU-1 |  |  |  | 10.5 |  | 1 | 15 |  | 0 | 16 |  |  | * |  |  | None | *
4 | 75-SWHS-14-34 | #14 X 3/4 S-HWH SMS HRD STL ZN | 0 | Purchased Item | Active |  | 14 | 1 |  |  |  | Item | 12 | EA | 100 | 1 | 12 | Date |  |  | 2024-09-30 15:41 |  | * | [6 empty] | 12 |  | 1 | 20 |  | 0 | 21 |  |  | * |  |  | None | *
4 | 75-FAST-0242 | 304 STAINLESS STEEL - COTTER PIN - 1/16" X 1/2" | 0 | Purchased Item | Active |  | 15 | 1 |  |  |  | Item | 22 | EA | 100 | 1 | 22 | Date |  |  | 2024-09-30 15:41 |  | * | [6 empty] | 22 |  | 1 | 5 |  | 0 | 6 |  |  | * |  |  | None | *
4 | - IP-54560 | S/S ARC END SEAL #5/8 HOLE 5-3/4 12' | 0 | Sub-assembly | Active |  | 16 | 1 |  |  |  | Item | 2 | EA | 100 | 1 | 2 | Date |  |  | 2024-09-30 15:41 |  | * | [6 empty] | 2 |  | 1 | 0 |  | 0 | 52 |  |  | * |  |  | None | *
5 | 80-DAMP-0188 | ARC END SEAL - 30 GA. STAINLESS STEEL | 0 | Purchased Item | Active |  | 1 | 1 |  |  |  | Item | 5.375 | FT | 100 | 1 | 10.75 | Date |  |  | 2024-09-30 15:41 |  | * | [6 empty] | 10.75 |  | 1 | 50 |  | 0 | 51 |  |  | * |  |  | None | *
5 | IP-54560_DOC | S/S ARC END SEAL #5/8 HOLE 5-3/4 12' | 0 | Reference Item - Document Management | Active |  | 99999 | 1 |  |  |  | Item | 1 | EA | 100 | 1 | 2 | Date |  |  | 2024-09-30 15:41 |  | * | [6 empty] | 2 |  | 1 |  |  | 0 | 0 | [5 empty] | None
4 | - IP-54574 | STEEL,GALV,G90,14 GA,48" COIL | 0 | Sub-assembly | Active |  | 17 | 1 |  |  |  | Item | 2 | EA | 100 | 1 | 2 | Date |  |  | 2024-09-30 15:41 |  | * | [6 empty] | 2 |  | 1 | 0.064923 |  | 0.064923 | 17.0649 |  |  | * |  |  | None | *
5 | 45-GALC-0510 | STEEL,GALV,G90,14 GA,48" COIL | 0 | Purchased Item | Active |  | 1 | 1 |  |  |  | Item | 0.25 | SFT | 100 | 1 | 0.5 | Date |  |  | 2024-09-30 15:41 |  | * |  |  | WIP_APU-1 |  |  |  | 0.5 |  | 1 | 15 |  | 0 | 16 |  |  | * |  |  | None | *
5 | IP-54574_DOC | STEEL,GALV,G90,14 GA,48" COIL | 0 | Reference Item - Document Management | Active |  | 99999 | 1 |  |  |  | Item | 1 | EA | 100 | 1 | 2 | Date |  |  | 2024-09-30 15:41 |  | * | [6 empty] | 2 |  | 1 |  |  | 0 | 0 | [5 empty] | None
4 | - MCYS06-SVA-66264 | SUB ASSY VIRTUAL PARTS DAMPERS | 0 | Phantom item | Active |  | 18 | 1 |  |  |  | Item | 1 | EA | 100 | 1 | 1 | Date |  |  | 2024-09-30 15:41 |  | * | [6 empty] | 1 |  | 1 | 0 |  | 0 | 52 |  |  | * |  |  | None
5 | 85-ADH-3M-740G2 | 3M HYBRID SEALANT 740 (GRAY), 290ML. CASTRIDGE | 0 | Purchased Item | Active |  | 1 | 1 |  |  |  | Item | 1 | EA | 100 | 1 | 1 | Date |  |  | 2024-09-30 15:41 |  | * | [6 empty] | 1 |  | 1 | 30 |  | 0 | 31 |  |  | * |  |  | None | *
5 | 85-ADH-LOC-0638 | ADHESIVE LOCTITE 638 | 0 | Purchased Item | Active |  | 2 | 1 |  |  |  | Item | 8.45 | OZ | 100 | 1 | 8.45 | Date |  |  | 2024-09-30 15:41 |  | * | [6 empty] | 8.45 |  | 1 | 50 |  | 0 | 51 |  |  | * |  |  | None | *
5 | 85-ADH-LOC-7649 | PRIMER LOCTITE 7649 #19269 | 0 | Purchased Item | Active |  | 3 | 1 |  |  |  | Item | 1.05 | OZ | 100 | 1 | 1.05 | Date |  |  | 2024-09-30 15:41 |  | * | [6 empty] | 1.05 |  | 1 | 50 |  | 0 | 51 |  |  | * |  |  | None | *
4 | 75-RIVET-0050 | 304 STAINLESS STEEL - POP RIVET - 1/8" X .188-250" LONG | 0 | Purchased Item | Active |  | 19 | 1 |  |  |  | Item | 10 | EA | 100 | 1 | 10 | Date |  |  | 2024-09-30 15:41 |  | * | [6 empty] | 10 |  | 1 | 20 |  | 0 | 21 |  |  | * |  |  | None | *
3 | 80-ACT-GCA1611U | DAMPER ACTUATOR W/FEEDBACK OU | 0 | Purchased Item | Active |  | 6 | 1 |  |  |  | Item | 1 | EA | 100 | 1 | 1 | Date |  |  | 2024-09-30 15:41 |  | * | [6 empty] | 1 |  | 1 | 40 |  | 0 | 41 |  |  | * |  |  | None | *
2 | - MCYS06-SMA-66130 | FOAM DOOR SUB ASSY 4 | 0 | Sub-assembly | Active |  | 17 | 1 |  |  |  | Item | 1 | EA | 100 | 1 | 1 | Date |  |  | 2024-09-30 15:41 |  | * | [6 empty] | 1 |  | 1 | 0 |  | 2.9486 | 128 |  |  | * |  |  | None | *
3 | - MCYS06-SMA-66148 | DOOR 4 - INSTALLATION HARDWARE | 0 | Sub-assembly | Active |  | 1 | 1 |  |  |  | Item | 1 | EA | 100 | 1 | 1 | Date |  |  | 2024-09-30 15:41 |  | * | [6 empty] | 1 |  | 1 | 0 |  | 0 | 22 |  |  | * |  |  | None | *
4 | 75-SCWH-14-114 | 1/4-14x1 1/4" SELF DRILL S.H.W PL | 0 | Purchased Item | Active |  | 1 | 1 |  |  |  | Item | 33 | EA | 100 | 1 | 33 | Date |  |  | 2024-09-30 15:41 |  | * | [6 empty] | 33 |  | 1 | 20 |  | 0 | 21 |  |  | * |  |  | None | *
4 | 75-SCWR-818-34S | SELF DRILLING SCREW 8-18,3/4" LENGTH, 410 STAINLESS STEEL PAN HEAD PHILLIPS, PART NO. 0128165 | 0 | Purchased Item | Active |  | 2 | 1 |  |  |  | Item | 24 | EA | 100 | 1 | 24 | Date |  |  | 2024-09-30 15:41 |  | * | [6 empty] | 24 |  | 1 | 20 |  | 0 | 21 |  |  | * |  |  | None | *
3 | - IP-60379 | 16ga SS 304L Solid coil 60 | L | Sub-assembly | Active |  | 2 | 1 |  |  |  | Item | 2 | EA | 100 | 1 | 2 | Date |  |  | 2024-09-30 15:41 |  | * | [6 empty] | 2 |  | 1 | 0.064923 |  | 0.064923 | 12.0649 |  |  | * |  |  | None | *
4 | 45-304L-C0110 | STEEL,304-L S/S,16 GA,60" COIL | 0 | Purchased Item | Active |  | 1 | 1 |  |  |  | Item | 2.4518 | SFT | 100 | 1 | 4.9036 | Date |  |  | 2024-09-30 15:41 |  | * | [6 empty] | 4.9036 |  | 1 | 10 |  | 0 | 11 |  |  | * |  |  | None | *
4 | IP-60379_DOC | 16ga SS 304L Solid coil 60 | 0 | Reference Item - Document Management | Active |  | 26 | 1 |  |  |  | Item | 1 | EA | 100 | 1 | 2 | Date |  |  | 2024-09-30 15:41 |  | * | [6 empty] | 2 |  | 1 | 5 |  | 0 | 5 | [5 empty] | None
3 | - IP-60378 | 16ga SS 304L Solid coil 60 | L | Sub-assembly | Active |  | 3 | 1 |  |  |  | Item | 2 | EA | 100 | 1 | 2 | Date |  |  | 2024-09-30 15:41 |  | * | [6 empty] | 2 |  | 1 | 0.064923 |  | 0.064923 | 51.0649 |  |  | * |  |  | None | *
4 | 45-304L-C0110 | STEEL,304-L S/S,16 GA,60" COIL | 0 | Purchased Item | Active |  | 1 | 1 |  |  |  | Item | 0.98171 | SFT | 100 | 1 | 1.9634 | Date |  |  | 2024-09-30 15:41 |  | * | [6 empty] | 1.9634 |  | 1 | 10 |  | 0 | 11 |  |  | * |  |  | None | *
4 | IP-60378_DOC | 16ga SS 304L Solid coil 60 | 0 | Reference Item - Document Management | Active |  | 25 | 1 |  |  |  | Item | 1 | EA | 100 | 1 | 2 | Date |  |  | 2024-09-30 15:41 |  | * | [6 empty] | 2 |  | 1 | 50 |  | 0 | 50 | [5 empty] | None
3 | - MCYS06-SMA-66220 | LABELS DOOR 4 - SUB ASSY | 0 | Sub-assembly | Active |  | 4 | 1 |  |  |  | Item | 1 | EA | 100 | 1 | 1 | Date |  |  | 2024-09-30 15:41 |  | * | [6 empty] | 1 |  | 1 | 0 |  | 0 | 127 |  |  | * |  |  | None | *
4 | 75-BR-146325A | 1/4" DIAMETER, 0.0630"-0.25" MATERIAL THICKNESS, ALUMINUM BLIND RIVET WITH ALUMINUM MANDREL MCMASTER# 97447A651 | 0 | Purchased Item | Active |  | 1 | 1 |  |  |  | Item | 2 | EA | 100 | 1 | 2 | Date |  |  | 2024-09-30 15:41 |  | * | [6 empty] | 2 |  | 1 | 125 |  | 0 | 126 |  |  | * |  |  | None | *
4 | - IP-57845 | ROWMARK ULTRA-MATTES BLACK/WHITE 1/8" ENGRAVING PLASTIC # 342402 | 0 | Sub-assembly | Active |  | 2 | 1 |  |  |  | Item | 1 | EA | 100 | 1 | 1 | Date |  |  | 2024-09-30 15:41 |  | * | [6 empty] | 1 |  | 1 | 0 |  | 0 | 7 |  |  | * |  |  | None | *
5 | 10-HOAL-SS0112 | ROWMARK ULTRA-MATTES BLACK/WHITE 1/8" ENGRAVING PLASTIC # 342402 | 0 | Purchased Item | Active |  | 1 | 1 |  |  |  | Item | 0.1125 | SFT | 100 | 1 | 0.1125 | Date |  |  | 2024-09-30 15:41 |  | * | [6 empty] | 0.1125 |  | 1 | 5 |  | 0 | 6 |  |  | * |  |  | None | *
4 | - IP-57852 | ROWMARK ULTRA-MATTES BLACK/WHITE 1/8" ENGRAVING PLASTIC # 342402 | 0 | Sub-assembly | Active |  | 4 | 1 |  |  |  | Item | 1 | EA | 100 | 1 | 1 | Date |  |  | 2024-09-30 15:41 |  | * | [6 empty] | 1 |  | 1 | 0 |  | 0 | 7 |  |  | * |  |  | None | *
5 | 10-HOAL-SS0112 | ROWMARK ULTRA-MATTES BLACK/WHITE 1/8" ENGRAVING PLASTIC # 342402 | 0 | Purchased Item | Active |  | 1 | 1 |  |  |  | Item | 0.1125 | SFT | 100 | 1 | 0.1125 | Date |  |  | 2024-09-30 15:41 |  | * | [6 empty] | 0.1125 |  | 1 | 5 |  | 0 | 6 |  |  | * |  |  | None | *
4 | 10017317P1 | LABEL WARNING DOOR UNDER PRESS | 0 | Purchased Item | Active |  | 5 | 1 |  |  |  | Item | 1 | EA | 100 | 1 | 1 | Date |  |  | 2024-10-12 |  | * | [6 empty] | 1 |  | 1 | 35 |  | 0 | 36 |  |  | * |  |  | None | *
3 | - MCYSC4-SMA-54708 | DOOR FOAM MAIN ASSY - 1304 - 25" x 72" - OL | A | Sub-assembly | Active |  | 5 | 1 |  |  |  | Item | 1 | EA | 100 | 1 | 1 | Date |  |  | 2024-09-30 15:41 |  | * | [6 empty] | 1 |  | 1 | 2.8837 |  | 2.9486 | 65.8837 |  |  | * |  |  | None | *
4 | - MCYSC4-SMA-54693 | BOOM FOAM EXTERNAL FRAME SUB ASSY | 0 | Sub-assembly | Active |  | 1 | 1 |  |  |  | Item | 1 | EA | 100 | 1 | 1 | Date |  |  | 2024-09-30 15:41 |  | * | [6 empty] | 1 |  | 1 | 0 |  | 0 | 53 |  |  | * |  |  | None | *
5 | - IP-54692 | 3'' EXT. AL. DOOR FRAME,B) GRAY COATED, DIE # 12005 | 0 | Sub-assembly | Active |  | 1 | 1 |  |  |  | Item | 2 | EA | 100 | 1 | 2 | Date |  |  | 2024-09-30 15:41 |  | * | [6 empty] | 2 |  | 1 | 0 |  | 0 | 52 |  |  | * |  |  | None | *
6 | 76-AD-12005G | 3" EXT.AL.DOOR FRAME,(B)GRAY COATED, DIE# 12005 | 0 | Purchased Item | Active |  | 1 | 1 |  |  |  | Item | 6.464 | FT | 100 | 1 | 12.928 | Date |  |  | 2024-09-30 15:41 |  | * | [6 empty] | 12.928 |  | 1 | 50 |  | 0 | 51 |  |  | * |  |  | None | *
5 | - IP-54691 | 3" EXT.AL.DOOR FRAME,(B)Gray Coated, Die# 12005 | 0 | Sub-assembly | Active |  | 2 | 1 |  |  |  | Item | 2 | EA | 100 | 1 | 2 | Date |  |  | 2024-09-30 15:41 |  | * | [6 empty] | 2 |  | 1 | 0 |  | 0 | 52 |  |  | * |  |  | None | *
6 | 76-AD-12005G | 3" EXT.AL.DOOR FRAME,(B)GRAY COATED, DIE# 12005 | 0 | Purchased Item | Active |  | 1 | 1 |  |  |  | Item | 2.547 | FT | 100 | 1 | 5.094 | Date |  |  | 2024-09-30 15:41 |  | * | [6 empty] | 5.094 |  | 1 | 50 |  | 0 | 51 |  |  | * |  |  | None | *
5 | 75-SCW-6201 | #6-20 X 1" SQUARE PAN HEAD SELF DRILLING SCREW 410 STAINLESS STEEL #2 POINT EPOXY PN 0176160 | 0 | Purchased Item | Active |  | 3 | 1 |  |  |  | Item | 8 | EA | 100 | 1 | 8 | Date |  |  | 2024-09-30 15:41 |  | * | [6 empty] | 8 |  | 1 | 20 |  | 0 | 21 |  |  | * |  |  | None | *
4 | - IP-54701 | Aluminum 5052,0.040GA Width 45.748" EXTERIOR: Clear Conductive Gloss Only, HEAVY EMBOSSED; INTERIOR: Epoxy primer | 0 | Sub-assembly | Active |  | 2 | 1 |  |  |  | Item | 1 | EA | 100 | 1 | 1 | Date |  |  | 2024-09-30 15:41 |  | * | [6 empty] | 1 |  | 1 | 0.024346 |  | 0.024346 | 17.0243 |  |  | * |  |  | None | *
5 | 46-PRPCAL040EG1 | ALUMINUM 5052,0.040GA WIDTH 45.748" EXTERIOR: CLEAR CONDUCTIVE GLOSS ONLY, HEAVY EMBOSSED; INTERIOR: EPOXY PRIMER | 0 | Purchased Item | Active |  | 1 | 1 |  |  |  | Item | 12.165 | SFT | 100 | 1 | 12.165 | Date |  |  | 2024-09-30 15:41 |  | * | [6 empty] | 12.165 |  | 1 | 15 |  | 0 | 16 |  |  | * |  |  | None | *
4 | - IP-54707 | STEEL,304-L S/S,20 GA,60" COIL | 0 | Sub-assembly | Active |  | 3 | 1 |  |  |  | Item | 1 | EA | 100 | 1 | 1 | Date |  |  | 2024-09-30 15:41 |  | * | [6 empty] | 1 |  | 1 | 0 |  | 0 | 17 |  |  | * |  |  | None | *
5 | 45-304L-C0150 | STEEL,304-L S/S,20 GA,60" COIL | 0 | Purchased Item | Active |  | 1 | 1 |  |  |  | Item | 12.165 | SFT | 100 | 1 | 12.165 | Date |  |  | 2024-09-30 15:41 |  | * | [6 empty] | 12.165 |  | 1 | 15 |  | 0 | 16 |  |  | * |  |  | None | *
4 | - MCYSC4-SMA-54717 | 7-PIN HANDLE OUT-SWING LEFT | 0 | Sub-assembly | Active |  | 4 | 1 |  |  |  | Item | 1 | EA | 100 | 1 | 1 | Date |  |  | 2024-09-30 15:41 |  | * | [6 empty] | 1 |  | 1 | 0 |  | 0 | 62 |  |  | * |  |  | None | *
5 | 76-HAND-1819 | HANDLE DEFEATER | 0 | Purchased Item | Active |  | 2 | 1 |  |  |  | Item | 1 | EA | 100 | 1 | 1 | Date |  |  | 2024-09-30 15:41 |  | * | [6 empty] | 1 |  | 1 | 30 |  | 0 | 31 |  |  | * |  |  | None | *
5 | 76-HANDLE-0110 | Inside Door Handle - Red Hand Grip #265076-50 | 0 | Purchased Item | Active |  | 3 | 1 |  |  |  | Item | 1 | EA | 100 | 1 | 1 | Date |  |  | 2024-09-30 15:41 |  | * | [6 empty] | 1 |  | 1 | 60 |  | 0 | 61 |  |  | * |  |  | None | *
5 | 76-ROLLER-698 | LONG ROLLER CAM FOR .313 SHAFT, BLACK PLASTIC | 0 | Purchased Item | Active |  | 4 | 1 |  |  |  | Item | 1 | EA | 100 | 1 | 1 | Date |  |  | 2024-09-30 15:41 |  | * | [6 empty] | 1 |  | 1 | 40 |  | 0 | 41 |  |  | * |  |  | None | *
4 | - MCYSC4-SMA-54690 | HINGE SUB ASSY - FOAM DOOR | 0 | Sub-assembly | Active |  | 5 | 1 |  |  |  | Item | 4 | EA | 100 | 1 | 4 | Date |  |  | 2024-09-30 15:41 |  | * | [6 empty] | 4 |  | 1 | 0 |  | 0 | 32 |  |  | * |  |  | None | *
5 | 76-HING-AC0210 | Part of Assembly ALLEGIS HINGE #AC0210-T2 | 0 | Purchased Item | Active |  | 1 | 1 |  |  |  | Item | 1 | EA | 100 | 1 | 4 | Date |  |  | 2024-09-30 15:41 |  | * | [6 empty] | 4 |  | 1 | 30 |  | 0 | 31 |  |  | * |  |  | None | *
5 | 75-BPH-142012 | 1/4"-20 X 1/2", 410 STAINLESS STEEL THREAD-CUTTING SCREW, PHILLIPS HEAD # 98273A355 | 0 | Purchased Item | Active |  | 2 | 1 |  |  |  | Item | 6 | EA | 100 | 1 | 24 | Date |  |  | 2024-09-30 15:41 |  | * | [6 empty] | 24 |  | 1 | 25 |  | 0 | 26 |  |  | * |  |  | None | *
4 | - IP-54700 | R-max Polyisocyanurate Foam Board, 2.5lbs/ft3, GRF faced, 2.0” thick, 43 x 120” | 0 | Sub-assembly | Active |  | 6 | 1 |  |  |  | Item | 1 | EA | 100 | 1 | 1 | Date |  |  | 2024-09-30 15:41 |  | * | [6 empty] | 1 |  | 1 | 0 |  | 0 | 17 |  |  | * |  |  | None | *
5 | 35-INSU-RM24312 | R-MAX POLYISOCYANURATE FOAM BOARD, 2.5LBS/FT3, GRF FACED, 2.0” THICK, 43 X 120” | 0 | Purchased Item | Active |  | 1 | 1 |  |  |  | Item | 12.165 | SFT | 100 | 1 | 12.165 | Date |  |  | 2024-09-30 15:41 |  | * | [6 empty] | 12.165 |  | 1 | 15 |  | 0 | 16 |  |  | * |  |  | None | *
4 | - MCYSC4-SMA-54697 | MCYSC4-SMA-54697 | 0 | Sub-assembly | Active |  | 7 | 1 |  |  |  | Item | 3 | EA | 100 | 1 | 3 | Date |  |  | 2024-09-30 15:41 |  | * | [6 empty] | 3 |  | 1 | 0 |  | 0 | 62 |  |  | * |  |  | None | *
5 | 75-NH-3816BPS | 3/8"-16 Distorted-Thread Flange Hex Locknut, Grade G, Black-Phosphate Steel, Mcmaster# 90949A031 | 0 | Purchased Item | Active |  | 1 | 1 |  |  |  | Item | 3 | EA | 100 | 1 | 9 | Date |  |  | 2024-09-30 15:41 |  | * | [6 empty] | 9 |  | 1 | 5 |  | 0 | 6 |  |  | * |  |  | None | *
5 | 76-RCAM-0100 | ROLLER CAM VH 2321S07-R01 #2321S07-R01 | 0 | Purchased Item | Active |  | 4 | 1 |  |  |  | Item | 1 | EA | 100 | 1 | 3 | Date |  |  | 2024-09-30 15:41 |  | * | [6 empty] | 3 |  | 1 | 40 |  | 0 | 41 |  |  | * |  |  | None | *
5 | 76-DOOR-P0003 | TINNERMAN NUT | 0 | Purchased Item | Active |  | 5 | 1 |  |  |  | Item | 1 | EA | 100 | 1 | 3 | Date |  |  | 2024-09-30 15:41 |  | * | [6 empty] | 3 |  | 1 | 30 |  | 0 | 31 |  |  | * |  |  | None | *
5 | 76-HANDLE-0110 | Inside Door Handle - Red Hand Grip #265076-50 | 0 | Purchased Item | Active |  | 7 | 1 |  |  |  | Item | 1 | EA | 100 | 1 | 3 | Date |  |  | 2024-09-30 15:41 |  | * | [6 empty] | 3 |  | 1 | 60 |  | 0 | 61 |  |  | * |  |  | None | *
5 | 76-ARM-2650 | Klimaflex Interlink Arm Allegis P/N 265079-10 | 0 | Purchased Item | Active |  | 9 | 1 |  |  |  | Item | 1 | EA | 100 | 1 | 3 | Date |  |  | 2024-09-30 15:41 |  | * | [6 empty] | 3 |  | 1 | 30 |  | 0 | 31 |  |  | * |  |  | None | *
5 | 76-HOUSING-S75 | KLIMAFLEX LATCH HOUSING 8MM SHAFT FOR 3"DOOR THICKNESS PN 265078-S75 | 0 | Finished Good - Buy | Active |  | 10 | 1 |  |  |  | Item | 1 | EA | 100 | 1 | 3 | Date |  |  | 2024-09-30 15:41 |  | * | [6 empty] | 3 |  | 1 | 40 |  | 0 | 41 |  |  | * |  |  | None | *
5 | 76-HANDLE-0100 | HANDLE STANDARD OUTSWING | 0 | Purchased Item | Active |  | 11 | 1 |  |  |  | Item | 1 | EA | 100 | 1 | 3 | Date |  |  | 2024-09-30 15:41 |  | * | [6 empty] | 3 |  | 1 | 60 |  | 0 | 61 |  |  | * |  |  | None | *
4 | - MCYSC4-SMA-54696 | BOOM FOAM INTERNAL FRAME SUB ASSY | 0 | Sub-assembly | Active |  | 8 | 1 |  |  |  | Item | 1 | EA | 100 | 1 | 1 | Date |  |  | 2024-09-30 15:41 |  | * | [6 empty] | 1 |  | 1 | 0 |  | 0 | 53 |  |  | * |  |  | None | *
5 | - IP-54694 | 3" AL.DOOR FRAME,(A)Gray Coated, Die# 12003 | 0 | Sub-assembly | Active |  | 1 | 1 |  |  |  | Item | 2 | EA | 100 | 1 | 2 | Date |  |  | 2024-09-30 15:41 |  | * | [6 empty] | 2 |  | 1 | 0 |  | 0 | 52 |  |  | * |  |  | None | *
6 | 76-AD-12003G | 3" AL.DOOR FRAME,(A)GRAY COATED, DIE# 12003 | 0 | Purchased Item | Active |  | 1 | 1 |  |  |  | Item | 2.307 | FT | 100 | 1 | 4.614 | Date |  |  | 2024-09-30 15:41 |  | * | [6 empty] | 4.614 |  | 1 | 50 |  | 0 | 51 |  |  | * |  |  | None | *
5 | - IP-54695 | 3" AL.DOOR FRAME,(A)Gray Coated, Die# 12003 | 0 | Sub-assembly | Active |  | 2 | 1 |  |  |  | Item | 2 | EA | 100 | 1 | 2 | Date |  |  | 2024-09-30 15:41 |  | * | [6 empty] | 2 |  | 1 | 0 |  | 0 | 52 |  |  | * |  |  | None | *
6 | 76-AD-12003G | 3" AL.DOOR FRAME,(A)GRAY COATED, DIE# 12003 | 0 | Purchased Item | Active |  | 1 | 1 |  |  |  | Item | 6.224 | FT | 100 | 1 | 12.448 | Date |  |  | 2024-09-30 15:41 |  | * | [6 empty] | 12.448 |  | 1 | 50 |  | 0 | 51 |  |  | * |  |  | None | *
5 | 75-SCW-6201 | #6-20 X 1" SQUARE PAN HEAD SELF DRILLING SCREW 410 STAINLESS STEEL #2 POINT EPOXY PN 0176160 | 0 | Purchased Item | Active |  | 3 | 1 |  |  |  | Item | 8 | EA | 100 | 1 | 8 | Date |  |  | 2024-09-30 15:41 |  | * | [6 empty] | 8 |  | 1 | 20 |  | 0 | 21 |  |  | * |  |  | None | *
4 | - IP-60453 | 0.063 AL Solid coil 60 | A | Sub-assembly | Active |  | 9 | 1 |  |  |  | Item | 1 | EA | 100 | 1 | 1 | Date |  |  | 2024-09-30 15:41 |  | * | [6 empty] | 1 |  | 1 | 0.064923 |  | 0.064923 | 17.0649 |  |  | * |  |  | None | *
5 | 45-A03C063-60 | ALUMINUM,3003,.063",60" COIL | 0 | Purchased Item | Active |  | 1 | 1 |  |  |  | Item | 0.032 | SFT | 100 | 1 | 0.032 | Date |  |  | 2024-09-30 15:41 |  | * | [6 empty] | 0.032 |  | 1 | 15 |  | 0 | 16 |  |  | * |  |  | None | *
4 | 75-SCWH-14-34SS | 304 STAINLESS STEEL-TEK SCREW-1/4"-14 THREADS PER INCH X 3/4" LONG | 0 | Purchased Item | Active |  | 10 | 1 |  |  |  | Item | 2 | EA | 100 | 1 | 2 | Date |  |  | 2024-09-30 15:41 |  | * | [6 empty] | 2 |  | 1 | 20 |  | 0 | 21 |  |  | * |  |  | None | *
4 | - MCYS06-SVA-66271 | SUB ASSY VIRTUAL PARTS DOORS | 0 | Phantom item | Active |  | 11 | 1 |  |  |  | Item | 1 | EA | 100 | 1 | 1 | Date |  |  | 2024-09-30 15:41 |  | * | [6 empty] | 1 |  | 1 | 0 |  | 0 | 32 |  |  | * |  |  | None
5 | 85-ADH-3M-740G2 | 3M HYBRID SEALANT 740 (GRAY), 290ML. CASTRIDGE | 0 | Purchased Item | Active |  | 1 | 1 |  |  |  | Item | 1 | EA | 100 | 1 | 1 | Date |  |  | 2024-09-30 15:41 |  | * | [6 empty] | 1 |  | 1 | 30 |  | 0 | 31 |  |  | * |  |  | None | *
5 | 85-GASK-B273BT | SQUARE GASKET 0.5" X 0.38" WATER TIGHT RUBBER SEAL TRIM-LOK P/N: B273BT SINGLE | 0 | Purchased Item | Active |  | 2 | 1 |  |  |  | Item | 35 | FT | 100 | 1 | 35 | Date |  |  | 2024-09-30 15:41 |  | * | [6 empty] | 35 |  | 1 | 5 |  | 0 | 6 |  |  | * |  |  | None | *
5 | 85-ADH-3M-550G | 3M POLYURETHANE ADHESIVE SEALANT 550 FAST CURE GRAY, 10.5 OZ CASTRIDGE | 0 | Purchased Item | Active |  | 3 | 1 |  |  |  | Item | 1 | EA | 100 | 1 | 1 | Date |  |  | 2024-09-30 15:41 |  | * | [6 empty] | 1 |  | 1 | 30 |  | 0 | 31 |  |  | * |  |  | None | *
3 | - IP-57641 | C-RG-61, MATERIAL: 16 GA JKT | A | Sub-assembly | Active |  | 6 | 1 |  |  |  | Item | 1 | EA | 100 | 1 | 1 | Date |  |  | 2024-09-30 15:41 |  | * | [6 empty] | 1 |  | 1 | 0.064923 |  | 0.064923 | 17.0649 |  |  | * |  |  | None | *
4 | 45-GALC-0225 | STEEL,JKT,A60,16 GA,60" COIL | 0 | Purchased Item | Active |  | 1 | 1 |  |  |  | Item | 0.822 | SFT | 100 | 1 | 0.822 | Date |  |  | 2024-09-30 15:41 |  | * | [6 empty] | 0.822 |  | 1 | 15 |  | 0 | 16 |  |  | * |  |  | None | *
3 | - MCYSC4-SMA-54723 | DOOR STOP - LEFT JKT 1 | 0 | Sub-assembly | Active |  | 7 | 1 |  |  |  | Item | 1 | EA | 100 | 1 | 1 | Date |  |  | 2024-09-30 15:41 |  | * | [6 empty] | 1 |  | 1 | 0 |  | 0.064923 | 22 |  |  | * |  |  | None | *
4 | 75-RB-11438 | RUBBER BUMPER, RED, 1-1/4" DIA. X 1-1/4” HGT., 3/8"-16 THREADED HOLE, SHORE 85A, MCMASTER 9546K51 | 0 | Purchased Item | Active |  | 1 | 1 |  |  |  | Item | 1 | EA | 100 | 1 | 1 | Date |  |  | 2024-09-30 15:41 |  | * | [6 empty] | 1 |  | 1 | 5 |  | 0 | 6 |  |  | * |  |  | None | *
4 | 75-SCWH-14-114 | 1/4-14x1 1/4" SELF DRILL S.H.W PL | 0 | Purchased Item | Active |  | 2 | 1 |  |  |  | Item | 2 | EA | 100 | 1 | 2 | Date |  |  | 2024-09-30 15:41 |  | * | [6 empty] | 2 |  | 1 | 20 |  | 0 | 21 |  |  | * |  |  | None | *
4 | - IP-54719 | 16ga GA Jkt coil 60 | A | Sub-assembly | Active |  | 3 | 1 |  |  |  | Item | 1 | EA | 100 | 1 | 1 | Date |  |  | 2024-09-30 15:41 |  | * | [6 empty] | 1 |  | 1 | 0.064923 |  | 0.064923 | 17.0649 |  |  | * |  |  | None | *
5 | 45-GALV-0130 | STEEL,JKT,A60,12GA,60X120 | 0 | Purchased Item | Active |  | 100009 | 1 |  |  |  | Item | 0.025 | SFT | 100 | 1 | 0.025 | Date |  |  | 2024-10-15 09:58 |  | * |  |  | WIP_APU-1 |  |  |  | 0.025 |  | 1 | 15 |  | 0 | 16 |  |  | * |  |  | None | *
4 | 75-W-38-LOCK-P | Zinc Plated-Lock Washer-3/8" | 0 | Purchased Item | Active |  | 4 | 1 |  |  |  | Item | 1 | EA | 100 | 1 | 1 | Date |  |  | 2024-09-30 15:41 |  | * | [6 empty] | 1 |  | 1 | 20 |  | 0 | 21 |  |  | * |  |  | None | *
4 | 75-BH-381634-P | 3/8-16X3/4-HEX/BOLT-PLT-G5 | 0 | Purchased Item | Active |  | 5 | 1 |  |  |  | Item | 1 | EA | 100 | 1 | 1 | Date |  |  | 2024-09-30 15:41 |  | * | [6 empty] | 1 |  | 1 | 5 |  | 0 | 6 |  |  | * |  |  | None | *
4 | 75-W-38-FLAT-P | Zinc Plated-Flat Washer-3/8" | 0 | Purchased Item | Active |  | 6 | 1 |  |  |  | Item | 1 | EA | 100 | 1 | 1 | Date |  |  | 2024-09-30 15:41 |  | * | [6 empty] | 1 |  | 1 | 15 |  | 0 | 16 |  |  | * |  |  | None | *
2 | - MCYS06-SMA-66170 | TAMCO DAMPER SUB ASSY 4 | 0 | Sub-assembly | Active |  | 18 | 1 |  |  |  | Item | 1 | EA | 100 | 1 | 1 | Date |  |  | 2024-09-30 15:41 |  | * | [6 empty] | 1 |  | 1 | 0 |  | 0 | 42 |  |  | * |  |  | None | *
3 | - IP-57857 | Actuator Label | 0 | Sub-assembly | Active |  | 1 | 1 |  |  |  | Item | 1 | EA | 100 | 1 | 1 | Date |  |  | 2024-09-30 15:41 |  | * | [6 empty] | 1 |  | 1 | 0 |  | 0 | 32 |  |  | * |  |  | None | *
4 | 75-TAGS-23210 | BLANK TAGS, BRASS, ROUND, 1-1/2" X 1-1/2", (25 PK) PN 15Y745 | 0 | Purchased Item | Active |  | 1 | 1 |  |  |  | Item | 1 | EA | 100 | 1 | 1 | Date |  |  | 2024-09-30 15:41 |  | * | [6 empty] | 1 |  | 1 | 30 |  | 0 | 31 |  |  | * |  |  | None | *
3 | 80-TD-907035SP | TAMCO DAMP 70WX35.75H SERIES 9000, PROFILE SP, OPPOSED BLADE, THERMALLY INSULATED, EXT REAR FLANGE, CFG: 2EF, 1 SP JUMPER BRACKET | 0 | Purchased Item | Active |  | 3 | 1 |  |  |  | Item | 1 | EA | 100 | 1 | 1 | Date |  |  | 2024-09-30 15:41 |  | * | [6 empty] | 1 |  | 1 | 40 |  | 0 | 41 |  |  | * |  |  | None | *
3 | 80-ACT-GCA1611U | DAMPER ACTUATOR W/FEEDBACK OU | 0 | Purchased Item | Active |  | 4 | 1 |  |  |  | Item | 1 | EA | 100 | 1 | 1 | Date |  |  | 2024-09-30 15:41 |  | * | [6 empty] | 1 |  | 1 | 40 |  | 0 | 41 |  |  | * |  |  | None | *
2 | - MCYS06-SMA-66186 | ELI DAMPER WALL 1 | D | Sub-assembly | Active |  | 19 | 1 |  |  |  | Item | 1 | EA | 100 | 1 | 1 | Date |  |  | 2024-09-30 15:41 |  | * | [6 empty] | 1 |  | 1 | 1.0821 |  | 1.147 | 56.0821 |  |  | * |  |  | None | *
3 | - MCYS06-SMA-66187 | ELI DAMPER WALL 1 - SUB ASSY | 0 | Sub-assembly | Active |  | 1 | 1 |  |  |  | Item | 1 | EA | 100 | 1 | 1 | Date |  |  | 2024-09-30 15:41 |  | * | [6 empty] | 1 |  | 1 | 0 |  | 0.064923 | 54 |  |  | * |  |  | None | *
4 | - SHAFT | ZINC PLATED SQUARE BAR 3/8""x72"" | 0 | Sub-assembly | Active |  | 1 | 1 |  |  |  | Item | 1 | EA | 100 | 1 | 1 | Date |  |  | 2024-09-30 15:41 |  | * | [6 empty] | 1 |  | 1 | 0 |  | 0 | 17 |  |  | * |  |  | None | *
5 | 40-SB-3872-ZP | SQUARE BAR - C1018 - ZINC PLATED - 3/8" DIA X 72" | 0 | Purchased Item | Active |  | 1 | 1 |  |  |  | Item | 0.448 | FT | 100 | 1 | 0.448 | Date |  |  | 2024-09-30 15:41 |  | * | [6 empty] | 0.448 |  | 1 | 15 |  | 0 | 16 |  |  | * |  |  | None | *
4 | 75-W-14-FLAT-P | Zinc Plated-Flat Washer-1/4" | 0 | Purchased Item | Active |  | 2 | 1 |  |  |  | Item | 24 | EA | 100 | 1 | 24 | Date |  |  | 2024-09-30 15:41 |  | * | [6 empty] | 24 |  | 1 | 25 |  | 0 | 26 |  |  | * |  |  | None | *
4 | - MCYSC4-SMA-54580 | DAMPER BLADE SUB ASSY 32.6875" | 0 | Sub-assembly | Active |  | 3 | 1 |  |  |  | Item | 5 | EA | 100 | 1 | 5 | Date |  |  | 2024-09-30 15:41 |  | * | [6 empty] | 5 |  | 1 | 0 |  | 0 | 53 |  |  | * |  |  | None | *
5 | - IP-69818 | STEEL,GALV,G90,10GA,48x120 | 0 | Sub-assembly | Active |  | 2 | 1 |  |  |  | Item | 2 | EA | 100 | 1 | 10 | Date |  |  | 2024-09-30 15:41 |  | * | [6 empty] | 10 |  | 1 | 0 |  | 0 | 12 |  |  | * |  |  | None | *
6 | 45-GALV-0305 | STEEL,GALV,G90,10GA,48X120 | 0 | Purchased Item | Active |  | 1 | 1 |  |  |  | Item | 0.012 | SFT | 100 | 1 | 0.12 | Date |  |  | 2024-09-30 15:41 |  | * | [6 empty] | 0.12 |  | 1 | 10 |  | 0 | 11 |  |  | * |  |  | None | *
5 | - IP-54578 | Extruded Aluminum, AF Damper blade, clear anodized, 20' | 0 | Sub-assembly | Active |  | 3 | 1 |  |  |  | Item | 1 | EA | 100 | 1 | 5 | Date |  |  | 2024-09-30 15:41 |  | * | [6 empty] | 5 |  | 1 | 0 |  | 0 | 52 |  |  | * |  |  | None | *
6 | 80-DAMP-0270 | EXTRUDED ALUM. AF DAMPER BLADE. CLEAR ANODIZED. | 0 | Purchased Item | Active |  | 1 | 1 |  |  |  | Item | 2.724 | FT | 100 | 1 | 13.62 | Date |  |  | 2024-09-30 15:41 |  | * | [6 empty] | 13.62 |  | 1 | 50 |  | 0 | 51 |  |  | * |  |  | None | *
5 | - IP-54579 | SINGLE/DOUBLE DAMPER GASKET BULB DAMPER BLADE SEAL #092010A | 0 | Sub-assembly | Active |  | 4 | 1 |  |  |  | Item | 1 | EA | 100 | 1 | 5 | Date |  |  | 2024-09-30 15:41 |  | * | [6 empty] | 5 |  | 1 | 0 |  | 0 | 52 |  |  | * |  |  | None | *
6 | 80-DAMP-092010A | SINGLE/DOUBLE DAMPER GASKET BULB DAMPER BLADE SEAL #092010A | 0 | Purchased Item | Active |  | 1 | 1 |  |  |  | Item | 2.724 | FT | 100 | 1 | 13.62 | Date |  |  | 2024-09-30 15:41 |  | * | [6 empty] | 13.62 |  | 1 | 50 |  | 0 | 51 |  |  | * |  |  | None | *
5 | 75-FAST-0251 | ZINC PLATED - CLEVIS PIN - 1/4" X 1/2" | 0 | Purchased Item | Active |  | 5 | 1 |  |  |  | Item | 2 | EA | 100 | 1 | 10 | Date |  |  | 2024-09-30 15:41 |  | * | [6 empty] | 10 |  | 1 | 15 |  | 0 | 16 |  |  | * |  |  | None | *
5 | - ENDSHAFT | ZINC PLATED SQUARE BAR 3/8""x72"" | 0 | Sub-assembly | Active |  | 6 | 1 |  |  |  | Item | 2 | EA | 100 | 1 | 10 | Date |  |  | 2024-09-30 15:41 |  | * | [6 empty] | 10 |  | 1 | 0 |  | 0 | 17 |  |  | * |  |  | None | *
6 | 40-SB-3872-ZP | SQUARE BAR - C1018 - ZINC PLATED - 3/8" DIA X 72" | 0 | Purchased Item | Active |  | 1 | 1 |  |  |  | Item | 0.25 | FT | 100 | 1 | 2.5 | Date |  |  | 2024-09-30 15:41 |  | * | [6 empty] | 2.5 |  | 1 | 15 |  | 0 | 16 |  |  | * |  |  | None | *
5 | 80-BUSHING-3/8 | BUSHING - NYLON - GALVANIZED G90 - 0.38 DIAMETER - XX.X LENGTH | 0 | Purchased Item | Active |  | 7 | 1 |  |  |  | Item | 2 | EA | 100 | 1 | 10 | Date |  |  | 2024-09-30 15:41 |  | * | [6 empty] | 10 |  | 1 | 40 |  | 0 | 41 |  |  | * |  |  | None | *
4 | - IP-54581 | STEEL,GALV,G90,16 GA,48" COIL | A | Sub-assembly | Active |  | 4 | 1 |  |  |  | Item | 2 | EA | 100 | 1 | 2 | Date |  |  | 2024-09-30 15:41 |  | * | [6 empty] | 2 |  | 1 | 0.064923 |  | 0.064923 | 17.0649 |  |  | * |  |  | None | *
5 | 45-GALC-0250 | STEEL,GALV,G90,16 GA,48" COIL | 0 | Purchased Item | Active |  | 1 | 1 |  |  |  | Item | 1.5 | SFT | 100 | 1 | 3 | Date |  |  | 2024-09-30 15:41 |  | * |  |  | WIP_APU-1 |  |  |  | 3 |  | 1 | 15 |  | 0 | 16 |  |  | * |  |  | None | *
4 | - IP-60414 | STEEL,GALV,G90,16 GA,48" COIL | A | Sub-assembly | Active |  | 5 | 1 |  |  |  | Item | 1 | EA | 100 | 1 | 1 | Date |  |  | 2024-09-30 15:41 |  | * | [6 empty] | 1 |  | 1 | 0.064923 |  | 0.064923 | 17.0649 |  |  | * |  |  | None | *
5 | 45-GALC-0250 | STEEL,GALV,G90,16 GA,48" COIL | 0 | Purchased Item | Active |  | 1 | 1 |  |  |  | Item | 3 | SFT | 100 | 1 | 3 | Date |  |  | 2024-09-30 15:41 |  | * |  |  | WIP_APU-1 |  |  |  | 3 |  | 1 | 15 |  | 0 | 16 |  |  | * |  |  | None | *
4 | - IP-69817 | STEEL,GALV,G90,12GA,48x96 | 0 | Sub-assembly | Active |  | 6 | 1 |  |  |  | Item | 10 | EA | 100 | 1 | 10 | Date |  |  | 2024-09-30 15:41 |  | * | [6 empty] | 10 |  | 1 | 0 |  | 0 | 22 |  |  | * |  |  | None | *
5 | 45-GALV-0310 | STEEL,GALV,G90,12GA,48X96 | 0 | Purchased Item | Active |  | 1 | 1 |  |  |  | Item | 0.025 | SFT | 100 | 1 | 0.25 | Date |  |  | 2024-09-30 15:41 |  | * | [6 empty] | 0.25 |  | 1 | 20 |  | 0 | 21 |  |  | * |  |  | None | *
4 | - MCYSC4-SMA-54583 | DAMPER BLADE SUB ASSY 32.6875" OP2 | 0 | Sub-assembly | Active |  | 8 | 1 |  |  |  | Item | 5 | EA | 100 | 1 | 5 | Date |  |  | 2024-09-30 15:41 |  | * | [6 empty] | 5 |  | 1 | 0 |  | 0 | 53 |  |  | * |  |  | None | *
5 | - IP-69818 | STEEL,GALV,G90,10GA,48x120 | 0 | Sub-assembly | Active |  | 2 | 1 |  |  |  | Item | 2 | EA | 100 | 1 | 10 | Date |  |  | 2024-09-30 15:41 |  | * | [6 empty] | 10 |  | 1 | 0 |  | 0 | 12 |  |  | * |  |  | None | *
6 | 45-GALV-0305 | STEEL,GALV,G90,10GA,48X120 | 0 | Purchased Item | Active |  | 1 | 1 |  |  |  | Item | 0.012 | SFT | 100 | 1 | 0.12 | Date |  |  | 2024-09-30 15:41 |  | * | [6 empty] | 0.12 |  | 1 | 10 |  | 0 | 11 |  |  | * |  |  | None | *
5 | - IP-54578 | Extruded Aluminum, AF Damper blade, clear anodized, 20' | 0 | Sub-assembly | Active |  | 3 | 1 |  |  |  | Item | 1 | EA | 100 | 1 | 5 | Date |  |  | 2024-09-30 15:41 |  | * | [6 empty] | 5 |  | 1 | 0 |  | 0 | 52 |  |  | * |  |  | None | *
6 | 80-DAMP-0270 | EXTRUDED ALUM. AF DAMPER BLADE. CLEAR ANODIZED. | 0 | Purchased Item | Active |  | 1 | 1 |  |  |  | Item | 2.724 | FT | 100 | 1 | 13.62 | Date |  |  | 2024-09-30 15:41 |  | * | [6 empty] | 13.62 |  | 1 | 50 |  | 0 | 51 |  |  | * |  |  | None | *
5 | - IP-54579 | SINGLE/DOUBLE DAMPER GASKET BULB DAMPER BLADE SEAL #092010A | 0 | Sub-assembly | Active |  | 4 | 1 |  |  |  | Item | 1 | EA | 100 | 1 | 5 | Date |  |  | 2024-09-30 15:41 |  | * | [6 empty] | 5 |  | 1 | 0 |  | 0 | 52 |  |  | * |  |  | None | *
6 | 80-DAMP-092010A | SINGLE/DOUBLE DAMPER GASKET BULB DAMPER BLADE SEAL #092010A | 0 | Purchased Item | Active |  | 1 | 1 |  |  |  | Item | 2.724 | FT | 100 | 1 | 13.62 | Date |  |  | 2024-09-30 15:41 |  | * | [6 empty] | 13.62 |  | 1 | 50 |  | 0 | 51 |  |  | * |  |  | None | *
5 | 75-FAST-0251 | ZINC PLATED - CLEVIS PIN - 1/4" X 1/2" | 0 | Purchased Item | Active |  | 5 | 1 |  |  |  | Item | 2 | EA | 100 | 1 | 10 | Date |  |  | 2024-09-30 15:41 |  | * | [6 empty] | 10 |  | 1 | 15 |  | 0 | 16 |  |  | * |  |  | None | *
5 | - ENDSHAFT | ZINC PLATED SQUARE BAR 3/8""x72"" | 0 | Sub-assembly | Active |  | 6 | 1 |  |  |  | Item | 2 | EA | 100 | 1 | 10 | Date |  |  | 2024-09-30 15:41 |  | * | [6 empty] | 10 |  | 1 | 0 |  | 0 | 17 |  |  | * |  |  | None | *
6 | 40-SB-3872-ZP | SQUARE BAR - C1018 - ZINC PLATED - 3/8" DIA X 72" | 0 | Purchased Item | Active |  | 1 | 1 |  |  |  | Item | 0.25 | FT | 100 | 1 | 2.5 | Date |  |  | 2024-09-30 15:41 |  | * | [6 empty] | 2.5 |  | 1 | 15 |  | 0 | 16 |  |  | * |  |  | None | *
5 | 80-BUSHING-3/8 | BUSHING - NYLON - GALVANIZED G90 - 0.38 DIAMETER - XX.X LENGTH | 0 | Purchased Item | Active |  | 7 | 1 |  |  |  | Item | 2 | EA | 100 | 1 | 10 | Date |  |  | 2024-09-30 15:41 |  | * | [6 empty] | 10 |  | 1 | 40 |  | 0 | 41 |  |  | * |  |  | None | *
4 | - IP-69816 | STEEL,GALV,G90,16 GA,48" COIL | 0 | Sub-assembly | Active |  | 9 | 1 |  |  |  | Item | 4 | EA | 100 | 1 | 4 | Date |  |  | 2024-09-30 15:41 |  | * | [6 empty] | 4 |  | 1 | 0 |  | 0 | 17 |  |  | * |  |  | None | *
5 | 45-GALC-0250 | STEEL,GALV,G90,16 GA,48" COIL | 0 | Purchased Item | Active |  | 1 | 1 |  |  |  | Item | 0.04 | SFT | 100 | 1 | 0.16 | Date |  |  | 2024-09-30 15:41 |  | * | [6 empty] | 0.16 |  | 1 | 15 |  | 0 | 16 |  |  | * |  |  | None | *
4 | - IP-54576 | STEEL,GALV,G90,16 GA,48" COIL | A | Sub-assembly | Active |  | 10 | 1 |  |  |  | Item | 2 | EA | 100 | 1 | 2 | Date |  |  | 2024-09-30 15:41 |  | * | [6 empty] | 2 |  | 1 | 0.064923 |  | 0.064923 | 17.0649 |  |  | * |  |  | None | *
5 | 45-GALC-0250 | STEEL,GALV,G90,16 GA,48" COIL | 0 | Purchased Item | Active |  | 1 | 1 |  |  |  | Item | 5 | SFT | 100 | 1 | 10 | Date |  |  | 2024-09-30 15:41 |  | * |  |  | WIP_APU-1 |  |  |  | 10 |  | 1 | 15 |  | 0 | 16 |  |  | * |  |  | None | *
4 | 75-SCWH-14-34 | 1/4-14x3/4" SELF DRILL HEX S.H.W PL | 0 | Purchased Item | Active |  | 11 | 1 |  |  |  | Item | 16 | EA | 100 | 1 | 16 | Date |  |  | 2024-09-30 15:41 |  | * | [6 empty] | 16 |  | 1 | 20 |  | 0 | 21 |  |  | * |  |  | None | *
4 | 75-SWHS-14-34 | #14 X 3/4 S-HWH SMS HRD STL ZN | 0 | Purchased Item | Active |  | 12 | 1 |  |  |  | Item | 12 | EA | 100 | 1 | 12 | Date |  |  | 2024-09-30 15:41 |  | * | [6 empty] | 12 |  | 1 | 20 |  | 0 | 21 |  |  | * |  |  | None | *
4 | - IP-54577 | STEEL,GALV,G90,16 GA,48" COIL | A | Sub-assembly | Active |  | 13 | 1 |  |  |  | Item | 1 | EA | 100 | 1 | 1 | Date |  |  | 2024-09-30 15:41 |  | * | [6 empty] | 1 |  | 1 | 0.064923 |  | 0.064923 | 17.0649 |  |  | * |  |  | None | *
5 | 45-GALC-0250 | STEEL,GALV,G90,16 GA,48" COIL | 0 | Purchased Item | Active |  | 1 | 1 |  |  |  | Item | 3 | SFT | 100 | 1 | 3 | Date |  |  | 2024-09-30 15:41 |  | * |  |  | WIP_APU-1 |  |  |  | 3 |  | 1 | 15 |  | 0 | 16 |  |  | * |  |  | None | *
4 | 75-FAST-0242 | 304 STAINLESS STEEL - COTTER PIN - 1/16" X 1/2" | 0 | Purchased Item | Active |  | 14 | 1 |  |  |  | Item | 24 | EA | 100 | 1 | 24 | Date |  |  | 2024-09-30 15:41 |  | * | [6 empty] | 24 |  | 1 | 5 |  | 0 | 6 |  |  | * |  |  | None | *
4 | - IP-54582 | S/S ARC END SEAL #5/8 HOLE 5-3/4 12' | 0 | Sub-assembly | Active |  | 15 | 1 |  |  |  | Item | 2 | EA | 100 | 1 | 2 | Date |  |  | 2024-09-30 15:41 |  | * | [6 empty] | 2 |  | 1 | 0 |  | 0 | 52 |  |  | * |  |  | None | *
5 | 80-DAMP-0188 | ARC END SEAL - 30 GA. STAINLESS STEEL | 0 | Purchased Item | Active |  | 1 | 1 |  |  |  | Item | 4.896 | FT | 100 | 1 | 9.792 | Date |  |  | 2024-09-30 15:41 |  | * | [6 empty] | 9.792 |  | 1 | 50 |  | 0 | 51 |  |  | * |  |  | None | *
5 | IP-54582_DOC | S/S ARC END SEAL #5/8 HOLE 5-3/4 12' | 0 | Reference Item - Document Management | Active |  | 99999 | 1 |  |  |  | Item | 1 | EA | 100 | 1 | 2 | Date |  |  | 2024-09-30 15:41 |  | * | [6 empty] | 2 |  | 1 | 5 |  | 0 | 5 | [5 empty] | None
4 | - IP-54574 | STEEL,GALV,G90,14 GA,48" COIL | 0 | Sub-assembly | Active |  | 16 | 1 |  |  |  | Item | 4 | EA | 100 | 1 | 4 | Date |  |  | 2024-09-30 15:41 |  | * | [6 empty] | 4 |  | 1 | 0.064923 |  | 0.064923 | 17.0649 |  |  | * |  |  | None | *
5 | 45-GALC-0510 | STEEL,GALV,G90,14 GA,48" COIL | 0 | Purchased Item | Active |  | 1 | 1 |  |  |  | Item | 0.25 | SFT | 100 | 1 | 1 | Date |  |  | 2024-09-30 15:41 |  | * |  |  | WIP_APU-1 |  |  |  | 1 |  | 1 | 15 |  | 0 | 16 |  |  | * |  |  | None | *
5 | IP-54574_DOC | STEEL,GALV,G90,14 GA,48" COIL | 0 | Reference Item - Document Management | Active |  | 99999 | 1 |  |  |  | Item | 1 | EA | 100 | 1 | 4 | Date |  |  | 2024-09-30 15:41 |  | * | [6 empty] | 4 |  | 1 |  |  | 0 | 0 | [5 empty] | None
4 | - MCYS06-SVA-66268 | SUB ASSY VIRTUAL PARTS DAMPERS | 0 | Phantom item | Active |  | 17 | 1 |  |  |  | Item | 1 | EA | 100 | 1 | 1 | Date |  |  | 2024-09-30 15:41 |  | * | [6 empty] | 1 |  | 1 | 0 |  | 0 | 52 |  |  | * |  |  | None
5 | 85-ADH-3M-740G2 | 3M HYBRID SEALANT 740 (GRAY), 290ML. CASTRIDGE | 0 | Purchased Item | Active |  | 1 | 1 |  |  |  | Item | 0.12 | EA | 100 | 1 | 0.12 | Date |  |  | 2024-09-30 15:41 |  | * | [6 empty] | 0.12 |  | 1 | 30 |  | 0 | 31 |  |  | * |  |  | None | *
5 | 85-ADH-LOC-0638 | ADHESIVE LOCTITE 638 | 0 | Purchased Item | Active |  | 2 | 1 |  |  |  | Item | 8.45 | OZ | 100 | 1 | 8.45 | Date |  |  | 2024-09-30 15:41 |  | * | [6 empty] | 8.45 |  | 1 | 50 |  | 0 | 51 |  |  | * |  |  | None | *
5 | 85-ADH-LOC-7649 | PRIMER LOCTITE 7649 #19269 | 0 | Purchased Item | Active |  | 3 | 1 |  |  |  | Item | 0.665 | OZ | 100 | 1 | 0.665 | Date |  |  | 2024-09-30 15:41 |  | * | [6 empty] | 0.665 |  | 1 | 50 |  | 0 | 51 |  |  | * |  |  | None | *
4 | 75-RIVET-0050 | 304 STAINLESS STEEL - POP RIVET - 1/8" X .188-250" LONG | 0 | Purchased Item | Active |  | 18 | 1 |  |  |  | Item | 10 | EA | 100 | 1 | 10 | Date |  |  | 2024-09-30 15:41 |  | * | [6 empty] | 10 |  | 1 | 20 |  | 0 | 21 |  |  | * |  |  | None | *
3 | - IP-57859 | Actuator Label | 0 | Sub-assembly | Active |  | 2 | 1 |  |  |  | Item | 1 | EA | 100 | 1 | 1 | Date |  |  | 2024-09-30 15:41 |  | * | [6 empty] | 1 |  | 1 | 0 |  | 0 | 32 |  |  | * |  |  | None | *
4 | 75-TAGS-23210 | BLANK TAGS, BRASS, ROUND, 1-1/2" X 1-1/2", (25 PK) PN 15Y745 | 0 | Purchased Item | Active |  | 1 | 1 |  |  |  | Item | 1 | EA | 100 | 1 | 1 | Date |  |  | 2024-09-30 15:41 |  | * | [6 empty] | 1 |  | 1 | 30 |  | 0 | 31 |  |  | * |  |  | None | *
3 | 75-SCWH-14-114 | 1/4-14x1 1/4" SELF DRILL S.H.W PL | 0 | Purchased Item | Active |  | 4 | 1 |  |  |  | Item | 19 | EA | 100 | 1 | 19 | Date |  |  | 2024-09-30 15:41 |  | * | [6 empty] | 19 |  | 1 | 20 |  | 0 | 21 |  |  | * |  |  | None | *
3 | - IP-68006 | BRACKET FOR ACTUATOR - MSF CYS06 | H | Sub-assembly | Active |  | 5 | 1 |  |  |  | Item | 1 | EA | 100 | 1 | 1 | Date |  |  | 2024-09-30 15:41 |  | * | [6 empty] | 1 |  | 1 | 0.064923 |  | 0.064923 | 17.0649 |  |  | * |  |  | None | *
4 | 45-GALC-0250 | STEEL,GALV,G90,16 GA,48" COIL | 0 | Purchased Item | Active |  | 100009 | 1 |  |  |  | Item | 0.25 | SFT | 100 | 1 | 0.25 | Date |  |  | 2024-10-15 10:23 |  | * |  |  | WIP_APU-1 |  |  |  | 0.25 |  | 1 | 15 |  | 0 | 16 |  |  | * |  |  | None | *
3 | 80-ACT-GBB1611U | ACTUATOR DAMPER | 0 | Purchased Item | Active |  | 6 | 1 |  |  |  | Item | 1 | EA | 100 | 1 | 1 | Date |  |  | 2024-09-30 15:41 |  | * | [6 empty] | 1 |  | 1 | 40 |  | 0 | 41 |  |  | * |  |  | None | *
3 | 75-RIVET-0050 | 304 STAINLESS STEEL - POP RIVET - 1/8" X .188-250" LONG | 0 | Purchased Item | Active |  | 7 | 1 |  |  |  | Item | 2 | EA | 100 | 1 | 2 | Date |  |  | 2024-09-30 15:41 |  | * | [6 empty] | 2 |  | 1 | 20 |  | 0 | 21 |  |  | * |  |  | None | *
2 | - 01_MCYS06_ASSY_L_LOW_EBS | MSF CYS06 COLO4 LABELS ASSY EBS | D | Sub-assembly | Active |  | 20 | 1 |  |  |  | Item | 1 | EA | 100 | 1 | 1 | Date |  |  | 2024-09-30 15:41 |  | * | [6 empty] | 1 |  | 1 | 1.0821 |  | 1.0821 | 73.0821 |  |  | * |  |  | None | *
3 | 186132P1 | LABEL C.O.G. INDICATOR | 0 | Purchased Item | Active |  | 1 | 1 |  |  |  | Item | 3 | EA | 100 | 1 | 3 | Date |  |  | 2024-10-12 |  | * | [6 empty] | 3 |  | 1 | 70 |  | 0 | 71 |  |  | * |  |  | None | *
3 | - IP-57797 | DuraBlack label sheet, 020" - | 0 | Sub-assembly | Active |  | 2 | 1 |  |  |  | Item | 2 | EA | 100 | 1 | 2 | Date |  |  | 2024-09-30 15:41 |  | * | [6 empty] | 2 |  | 1 | 0 |  | 0 | 7 |  |  | * |  |  | None | *
4 | 10037119 | DuraBlack label sheet, 020" - 12"x20", JORLINK, Aluminium, No Adh. Matte Black. | 0 | Purchased Item | Active |  | 1 | 1 |  |  |  | Item | 1 | EA | 100 | 1 | 2 | Date |  |  | 2024-10-12 |  | * | [6 empty] | 2 |  | 1 | 5 |  | 0 | 6 |  |  | * |  |  | None | *
3 | 99-LABEL-0110 | 4"x2-1/2" NO LIFT LABEL # 26 | 0 | Purchased Item | Active |  | 3 | 1 |  |  |  | Item | 8 | EA | 100 | 1 | 8 | Date |  |  | 2024-09-30 15:41 |  | * | [6 empty] | 8 |  | 1 | 5 |  | 0 | 6 |  |  | * |  |  | None | *
3 | - MCYS06-SMA-66259 | LEVEL 01 - VIRTUAL PARTS LOWER | C | Phantom item | Active |  | 4 | 1 |  |  |  | Item | 1 | EA | 100 | 1 | 1 | Date |  |  | 2024-09-30 15:41 |  | * | CCO-79419 | [5 empty] | 1 |  | 1 | 0 |  | 0 | 44 |  |  | * |  |  | None
4 | 75-CHAIN-23306 | BEADED CHAIN, BRASS, 100 PK, PN 15Y705 | 0 | Purchased Item | Active |  | 1 | 1 |  |  |  | Item | 1 | EA | 100 | 1 | 1 | Date |  |  | 2024-09-30 15:41 |  | * | [6 empty] | 1 |  | 1 | 42 |  | 0 | 43 |  |  | * |  |  | None | *
2 | - MCYS06-SMA-66188 | ELI DAMPER WALL 2 | D | Sub-assembly | Active |  | 21 | 1 |  |  |  | Item | 1 | EA | 100 | 1 | 1 | Date |  |  | 2024-09-30 15:41 |  | * | [6 empty] | 1 |  | 1 | 1.0821 |  | 1.147 | 56.0821 |  |  | * |  |  | None | *
3 | - MCYS06-SMA-66189 | ELI DAMPER WALL 2 - SUB ASSY | 0 | Sub-assembly | Active |  | 2 | 1 |  |  |  | Item | 1 | EA | 100 | 1 | 1 | Date |  |  | 2024-09-30 15:41 |  | * | [6 empty] | 1 |  | 1 | 0 |  | 0.064923 | 54 |  |  | * |  |  | None | *
4 | - SHAFT | ZINC PLATED SQUARE BAR 3/8""x72"" | 0 | Sub-assembly | Active |  | 1 | 1 |  |  |  | Item | 1 | EA | 100 | 1 | 1 | Date |  |  | 2024-09-30 15:41 |  | * | [6 empty] | 1 |  | 1 | 0 |  | 0 | 17 |  |  | * |  |  | None | *
5 | 40-SB-3872-ZP | SQUARE BAR - C1018 - ZINC PLATED - 3/8" DIA X 72" | 0 | Purchased Item | Active |  | 1 | 1 |  |  |  | Item | 0.448 | FT | 100 | 1 | 0.448 | Date |  |  | 2024-09-30 15:41 |  | * | [6 empty] | 0.448 |  | 1 | 15 |  | 0 | 16 |  |  | * |  |  | None | *
4 | 75-W-14-FLAT-P | Zinc Plated-Flat Washer-1/4" | 0 | Purchased Item | Active |  | 2 | 1 |  |  |  | Item | 24 | EA | 100 | 1 | 24 | Date |  |  | 2024-09-30 15:41 |  | * | [6 empty] | 24 |  | 1 | 25 |  | 0 | 26 |  |  | * |  |  | None | *
4 | - MCYSC4-SMA-54580 | DAMPER BLADE SUB ASSY 32.6875" | 0 | Sub-assembly | Active |  | 3 | 1 |  |  |  | Item | 5 | EA | 100 | 1 | 5 | Date |  |  | 2024-09-30 15:41 |  | * | [6 empty] | 5 |  | 1 | 0 |  | 0 | 53 |  |  | * |  |  | None | *
5 | - IP-69818 | STEEL,GALV,G90,10GA,48x120 | 0 | Sub-assembly | Active |  | 2 | 1 |  |  |  | Item | 2 | EA | 100 | 1 | 10 | Date |  |  | 2024-09-30 15:41 |  | * | [6 empty] | 10 |  | 1 | 0 |  | 0 | 12 |  |  | * |  |  | None | *
6 | 45-GALV-0305 | STEEL,GALV,G90,10GA,48X120 | 0 | Purchased Item | Active |  | 1 | 1 |  |  |  | Item | 0.012 | SFT | 100 | 1 | 0.12 | Date |  |  | 2024-09-30 15:41 |  | * | [6 empty] | 0.12 |  | 1 | 10 |  | 0 | 11 |  |  | * |  |  | None | *
5 | - IP-54578 | Extruded Aluminum, AF Damper blade, clear anodized, 20' | 0 | Sub-assembly | Active |  | 3 | 1 |  |  |  | Item | 1 | EA | 100 | 1 | 5 | Date |  |  | 2024-09-30 15:41 |  | * | [6 empty] | 5 |  | 1 | 0 |  | 0 | 52 |  |  | * |  |  | None | *
6 | 80-DAMP-0270 | EXTRUDED ALUM. AF DAMPER BLADE. CLEAR ANODIZED. | 0 | Purchased Item | Active |  | 1 | 1 |  |  |  | Item | 2.724 | FT | 100 | 1 | 13.62 | Date |  |  | 2024-09-30 15:41 |  | * | [6 empty] | 13.62 |  | 1 | 50 |  | 0 | 51 |  |  | * |  |  | None | *
5 | - IP-54579 | SINGLE/DOUBLE DAMPER GASKET BULB DAMPER BLADE SEAL #092010A | 0 | Sub-assembly | Active |  | 4 | 1 |  |  |  | Item | 1 | EA | 100 | 1 | 5 | Date |  |  | 2024-09-30 15:41 |  | * | [6 empty] | 5 |  | 1 | 0 |  | 0 | 52 |  |  | * |  |  | None | *
6 | 80-DAMP-092010A | SINGLE/DOUBLE DAMPER GASKET BULB DAMPER BLADE SEAL #092010A | 0 | Purchased Item | Active |  | 1 | 1 |  |  |  | Item | 2.724 | FT | 100 | 1 | 13.62 | Date |  |  | 2024-09-30 15:41 |  | * | [6 empty] | 13.62 |  | 1 | 50 |  | 0 | 51 |  |  | * |  |  | None | *
5 | 75-FAST-0251 | ZINC PLATED - CLEVIS PIN - 1/4" X 1/2" | 0 | Purchased Item | Active |  | 5 | 1 |  |  |  | Item | 2 | EA | 100 | 1 | 10 | Date |  |  | 2024-09-30 15:41 |  | * | [6 empty] | 10 |  | 1 | 15 |  | 0 | 16 |  |  | * |  |  | None | *
5 | - ENDSHAFT | ZINC PLATED SQUARE BAR 3/8""x72"" | 0 | Sub-assembly | Active |  | 6 | 1 |  |  |  | Item | 2 | EA | 100 | 1 | 10 | Date |  |  | 2024-09-30 15:41 |  | * | [6 empty] | 10 |  | 1 | 0 |  | 0 | 17 |  |  | * |  |  | None | *
6 | 40-SB-3872-ZP | SQUARE BAR - C1018 - ZINC PLATED - 3/8" DIA X 72" | 0 | Purchased Item | Active |  | 1 | 1 |  |  |  | Item | 0.25 | FT | 100 | 1 | 2.5 | Date |  |  | 2024-09-30 15:41 |  | * | [6 empty] | 2.5 |  | 1 | 15 |  | 0 | 16 |  |  | * |  |  | None | *
5 | 80-BUSHING-3/8 | BUSHING - NYLON - GALVANIZED G90 - 0.38 DIAMETER - XX.X LENGTH | 0 | Purchased Item | Active |  | 7 | 1 |  |  |  | Item | 2 | EA | 100 | 1 | 10 | Date |  |  | 2024-09-30 15:41 |  | * | [6 empty] | 10 |  | 1 | 40 |  | 0 | 41 |  |  | * |  |  | None | *
4 | - IP-54581 | STEEL,GALV,G90,16 GA,48" COIL | A | Sub-assembly | Active |  | 4 | 1 |  |  |  | Item | 2 | EA | 100 | 1 | 2 | Date |  |  | 2024-09-30 15:41 |  | * | [6 empty] | 2 |  | 1 | 0.064923 |  | 0.064923 | 17.0649 |  |  | * |  |  | None | *
5 | 45-GALC-0250 | STEEL,GALV,G90,16 GA,48" COIL | 0 | Purchased Item | Active |  | 1 | 1 |  |  |  | Item | 1.5 | SFT | 100 | 1 | 3 | Date |  |  | 2024-09-30 15:41 |  | * |  |  | WIP_APU-1 |  |  |  | 3 |  | 1 | 15 |  | 0 | 16 |  |  | * |  |  | None | *
4 | - IP-60414 | STEEL,GALV,G90,16 GA,48" COIL | A | Sub-assembly | Active |  | 5 | 1 |  |  |  | Item | 1 | EA | 100 | 1 | 1 | Date |  |  | 2024-09-30 15:41 |  | * | [6 empty] | 1 |  | 1 | 0.064923 |  | 0.064923 | 17.0649 |  |  | * |  |  | None | *
5 | 45-GALC-0250 | STEEL,GALV,G90,16 GA,48" COIL | 0 | Purchased Item | Active |  | 1 | 1 |  |  |  | Item | 3 | SFT | 100 | 1 | 3 | Date |  |  | 2024-09-30 15:41 |  | * |  |  | WIP_APU-1 |  |  |  | 3 |  | 1 | 15 |  | 0 | 16 |  |  | * |  |  | None | *
4 | - IP-69817 | STEEL,GALV,G90,12GA,48x96 | 0 | Sub-assembly | Active |  | 6 | 1 |  |  |  | Item | 10 | EA | 100 | 1 | 10 | Date |  |  | 2024-09-30 15:41 |  | * | [6 empty] | 10 |  | 1 | 0 |  | 0 | 22 |  |  | * |  |  | None | *
5 | 45-GALV-0310 | STEEL,GALV,G90,12GA,48X96 | 0 | Purchased Item | Active |  | 1 | 1 |  |  |  | Item | 0.025 | SFT | 100 | 1 | 0.25 | Date |  |  | 2024-09-30 15:41 |  | * | [6 empty] | 0.25 |  | 1 | 20 |  | 0 | 21 |  |  | * |  |  | None | *
4 | - MCYSC4-SMA-54583 | DAMPER BLADE SUB ASSY 32.6875" OP2 | 0 | Sub-assembly | Active |  | 8 | 1 |  |  |  | Item | 5 | EA | 100 | 1 | 5 | Date |  |  | 2024-09-30 15:41 |  | * | [6 empty] | 5 |  | 1 | 0 |  | 0 | 53 |  |  | * |  |  | None | *
5 | - IP-69818 | STEEL,GALV,G90,10GA,48x120 | 0 | Sub-assembly | Active |  | 2 | 1 |  |  |  | Item | 2 | EA | 100 | 1 | 10 | Date |  |  | 2024-09-30 15:41 |  | * | [6 empty] | 10 |  | 1 | 0 |  | 0 | 12 |  |  | * |  |  | None | *
6 | 45-GALV-0305 | STEEL,GALV,G90,10GA,48X120 | 0 | Purchased Item | Active |  | 1 | 1 |  |  |  | Item | 0.012 | SFT | 100 | 1 | 0.12 | Date |  |  | 2024-09-30 15:41 |  | * | [6 empty] | 0.12 |  | 1 | 10 |  | 0 | 11 |  |  | * |  |  | None | *
5 | - IP-54578 | Extruded Aluminum, AF Damper blade, clear anodized, 20' | 0 | Sub-assembly | Active |  | 3 | 1 |  |  |  | Item | 1 | EA | 100 | 1 | 5 | Date |  |  | 2024-09-30 15:41 |  | * | [6 empty] | 5 |  | 1 | 0 |  | 0 | 52 |  |  | * |  |  | None | *
6 | 80-DAMP-0270 | EXTRUDED ALUM. AF DAMPER BLADE. CLEAR ANODIZED. | 0 | Purchased Item | Active |  | 1 | 1 |  |  |  | Item | 2.724 | FT | 100 | 1 | 13.62 | Date |  |  | 2024-09-30 15:41 |  | * | [6 empty] | 13.62 |  | 1 | 50 |  | 0 | 51 |  |  | * |  |  | None | *
5 | - IP-54579 | SINGLE/DOUBLE DAMPER GASKET BULB DAMPER BLADE SEAL #092010A | 0 | Sub-assembly | Active |  | 4 | 1 |  |  |  | Item | 1 | EA | 100 | 1 | 5 | Date |  |  | 2024-09-30 15:41 |  | * | [6 empty] | 5 |  | 1 | 0 |  | 0 | 52 |  |  | * |  |  | None | *
6 | 80-DAMP-092010A | SINGLE/DOUBLE DAMPER GASKET BULB DAMPER BLADE SEAL #092010A | 0 | Purchased Item | Active |  | 1 | 1 |  |  |  | Item | 2.724 | FT | 100 | 1 | 13.62 | Date |  |  | 2024-09-30 15:41 |  | * | [6 empty] | 13.62 |  | 1 | 50 |  | 0 | 51 |  |  | * |  |  | None | *
5 | 75-FAST-0251 | ZINC PLATED - CLEVIS PIN - 1/4" X 1/2" | 0 | Purchased Item | Active |  | 5 | 1 |  |  |  | Item | 2 | EA | 100 | 1 | 10 | Date |  |  | 2024-09-30 15:41 |  | * | [6 empty] | 10 |  | 1 | 15 |  | 0 | 16 |  |  | * |  |  | None | *
5 | - ENDSHAFT | ZINC PLATED SQUARE BAR 3/8""x72"" | 0 | Sub-assembly | Active |  | 6 | 1 |  |  |  | Item | 2 | EA | 100 | 1 | 10 | Date |  |  | 2024-09-30 15:41 |  | * | [6 empty] | 10 |  | 1 | 0 |  | 0 | 17 |  |  | * |  |  | None | *
6 | 40-SB-3872-ZP | SQUARE BAR - C1018 - ZINC PLATED - 3/8" DIA X 72" | 0 | Purchased Item | Active |  | 1 | 1 |  |  |  | Item | 0.25 | FT | 100 | 1 | 2.5 | Date |  |  | 2024-09-30 15:41 |  | * | [6 empty] | 2.5 |  | 1 | 15 |  | 0 | 16 |  |  | * |  |  | None | *
5 | 80-BUSHING-3/8 | BUSHING - NYLON - GALVANIZED G90 - 0.38 DIAMETER - XX.X LENGTH | 0 | Purchased Item | Active |  | 7 | 1 |  |  |  | Item | 2 | EA | 100 | 1 | 10 | Date |  |  | 2024-09-30 15:41 |  | * | [6 empty] | 10 |  | 1 | 40 |  | 0 | 41 |  |  | * |  |  | None | *
4 | - IP-69816 | STEEL,GALV,G90,16 GA,48" COIL | 0 | Sub-assembly | Active |  | 9 | 1 |  |  |  | Item | 4 | EA | 100 | 1 | 4 | Date |  |  | 2024-09-30 15:41 |  | * | [6 empty] | 4 |  | 1 | 0 |  | 0 | 17 |  |  | * |  |  | None | *
5 | 45-GALC-0250 | STEEL,GALV,G90,16 GA,48" COIL | 0 | Purchased Item | Active |  | 1 | 1 |  |  |  | Item | 0.04 | SFT | 100 | 1 | 0.16 | Date |  |  | 2024-09-30 15:41 |  | * | [6 empty] | 0.16 |  | 1 | 15 |  | 0 | 16 |  |  | * |  |  | None | *
4 | - IP-54576 | STEEL,GALV,G90,16 GA,48" COIL | A | Sub-assembly | Active |  | 10 | 1 |  |  |  | Item | 2 | EA | 100 | 1 | 2 | Date |  |  | 2024-09-30 15:41 |  | * | [6 empty] | 2 |  | 1 | 0.064923 |  | 0.064923 | 17.0649 |  |  | * |  |  | None | *
5 | 45-GALC-0250 | STEEL,GALV,G90,16 GA,48" COIL | 0 | Purchased Item | Active |  | 1 | 1 |  |  |  | Item | 5 | SFT | 100 | 1 | 10 | Date |  |  | 2024-09-30 15:41 |  | * |  |  | WIP_APU-1 |  |  |  | 10 |  | 1 | 15 |  | 0 | 16 |  |  | * |  |  | None | *
4 | 75-SCWH-14-34 | 1/4-14x3/4" SELF DRILL HEX S.H.W PL | 0 | Purchased Item | Active |  | 11 | 1 |  |  |  | Item | 16 | EA | 100 | 1 | 16 | Date |  |  | 2024-09-30 15:41 |  | * | [6 empty] | 16 |  | 1 | 20 |  | 0 | 21 |  |  | * |  |  | None | *
4 | 75-SWHS-14-34 | #14 X 3/4 S-HWH SMS HRD STL ZN | 0 | Purchased Item | Active |  | 12 | 1 |  |  |  | Item | 12 | EA | 100 | 1 | 12 | Date |  |  | 2024-09-30 15:41 |  | * | [6 empty] | 12 |  | 1 | 20 |  | 0 | 21 |  |  | * |  |  | None | *
4 | - IP-54577 | STEEL,GALV,G90,16 GA,48" COIL | A | Sub-assembly | Active |  | 13 | 1 |  |  |  | Item | 1 | EA | 100 | 1 | 1 | Date |  |  | 2024-09-30 15:41 |  | * | [6 empty] | 1 |  | 1 | 0.064923 |  | 0.064923 | 17.0649 |  |  | * |  |  | None | *
5 | 45-GALC-0250 | STEEL,GALV,G90,16 GA,48" COIL | 0 | Purchased Item | Active |  | 1 | 1 |  |  |  | Item | 3 | SFT | 100 | 1 | 3 | Date |  |  | 2024-09-30 15:41 |  | * |  |  | WIP_APU-1 |  |  |  | 3 |  | 1 | 15 |  | 0 | 16 |  |  | * |  |  | None | *
4 | 75-FAST-0242 | 304 STAINLESS STEEL - COTTER PIN - 1/16" X 1/2" | 0 | Purchased Item | Active |  | 14 | 1 |  |  |  | Item | 24 | EA | 100 | 1 | 24 | Date |  |  | 2024-09-30 15:41 |  | * | [6 empty] | 24 |  | 1 | 5 |  | 0 | 6 |  |  | * |  |  | None | *
4 | - IP-54582 | S/S ARC END SEAL #5/8 HOLE 5-3/4 12' | 0 | Sub-assembly | Active |  | 15 | 1 |  |  |  | Item | 2 | EA | 100 | 1 | 2 | Date |  |  | 2024-09-30 15:41 |  | * | [6 empty] | 2 |  | 1 | 0 |  | 0 | 52 |  |  | * |  |  | None | *
5 | 80-DAMP-0188 | ARC END SEAL - 30 GA. STAINLESS STEEL | 0 | Purchased Item | Active |  | 1 | 1 |  |  |  | Item | 4.896 | FT | 100 | 1 | 9.792 | Date |  |  | 2024-09-30 15:41 |  | * | [6 empty] | 9.792 |  | 1 | 50 |  | 0 | 51 |  |  | * |  |  | None | *
5 | IP-54582_DOC | S/S ARC END SEAL #5/8 HOLE 5-3/4 12' | 0 | Reference Item - Document Management | Active |  | 99999 | 1 |  |  |  | Item | 1 | EA | 100 | 1 | 2 | Date |  |  | 2024-09-30 15:41 |  | * | [6 empty] | 2 |  | 1 | 5 |  | 0 | 5 | [5 empty] | None
4 | - IP-54574 | STEEL,GALV,G90,14 GA,48" COIL | 0 | Sub-assembly | Active |  | 16 | 1 |  |  |  | Item | 4 | EA | 100 | 1 | 4 | Date |  |  | 2024-09-30 15:41 |  | * | [6 empty] | 4 |  | 1 | 0.064923 |  | 0.064923 | 17.0649 |  |  | * |  |  | None | *
5 | 45-GALC-0510 | STEEL,GALV,G90,14 GA,48" COIL | 0 | Purchased Item | Active |  | 1 | 1 |  |  |  | Item | 0.25 | SFT | 100 | 1 | 1 | Date |  |  | 2024-09-30 15:41 |  | * |  |  | WIP_APU-1 |  |  |  | 1 |  | 1 | 15 |  | 0 | 16 |  |  | * |  |  | None | *
5 | IP-54574_DOC | STEEL,GALV,G90,14 GA,48" COIL | 0 | Reference Item - Document Management | Active |  | 99999 | 1 |  |  |  | Item | 1 | EA | 100 | 1 | 4 | Date |  |  | 2024-09-30 15:41 |  | * | [6 empty] | 4 |  | 1 |  |  | 0 | 0 | [5 empty] | None
4 | - MCYS06-SVA-66268 | SUB ASSY VIRTUAL PARTS DAMPERS | 0 | Phantom item | Active |  | 17 | 1 |  |  |  | Item | 1 | EA | 100 | 1 | 1 | Date |  |  | 2024-09-30 15:41 |  | * | [6 empty] | 1 |  | 1 | 0 |  | 0 | 52 |  |  | * |  |  | None
5 | 85-ADH-3M-740G2 | 3M HYBRID SEALANT 740 (GRAY), 290ML. CASTRIDGE | 0 | Purchased Item | Active |  | 1 | 1 |  |  |  | Item | 0.12 | EA | 100 | 1 | 0.12 | Date |  |  | 2024-09-30 15:41 |  | * | [6 empty] | 0.12 |  | 1 | 30 |  | 0 | 31 |  |  | * |  |  | None | *
5 | 85-ADH-LOC-0638 | ADHESIVE LOCTITE 638 | 0 | Purchased Item | Active |  | 2 | 1 |  |  |  | Item | 8.45 | OZ | 100 | 1 | 8.45 | Date |  |  | 2024-09-30 15:41 |  | * | [6 empty] | 8.45 |  | 1 | 50 |  | 0 | 51 |  |  | * |  |  | None | *
5 | 85-ADH-LOC-7649 | PRIMER LOCTITE 7649 #19269 | 0 | Purchased Item | Active |  | 3 | 1 |  |  |  | Item | 0.665 | OZ | 100 | 1 | 0.665 | Date |  |  | 2024-09-30 15:41 |  | * | [6 empty] | 0.665 |  | 1 | 50 |  | 0 | 51 |  |  | * |  |  | None | *
4 | 75-RIVET-0050 | 304 STAINLESS STEEL - POP RIVET - 1/8" X .188-250" LONG | 0 | Purchased Item | Active |  | 18 | 1 |  |  |  | Item | 10 | EA | 100 | 1 | 10 | Date |  |  | 2024-09-30 15:41 |  | * | [6 empty] | 10 |  | 1 | 20 |  | 0 | 21 |  |  | * |  |  | None | *
3 | 75-SCWH-14-114 | 1/4-14x1 1/4" SELF DRILL S.H.W PL | 0 | Purchased Item | Active |  | 3 | 1 |  |  |  | Item | 19 | EA | 100 | 1 | 19 | Date |  |  | 2024-09-30 15:41 |  | * | [6 empty] | 19 |  | 1 | 20 |  | 0 | 21 |  |  | * |  |  | None | *
3 | - IP-68006 | BRACKET FOR ACTUATOR - MSF CYS06 | H | Sub-assembly | Active |  | 4 | 1 |  |  |  | Item | 1 | EA | 100 | 1 | 1 | Date |  |  | 2024-09-30 15:41 |  | * | [6 empty] | 1 |  | 1 | 0.064923 |  | 0.064923 | 17.0649 |  |  | * |  |  | None | *
4 | 45-GALC-0250 | STEEL,GALV,G90,16 GA,48" COIL | 0 | Purchased Item | Active |  | 100009 | 1 |  |  |  | Item | 0.25 | SFT | 100 | 1 | 0.25 | Date |  |  | 2024-10-15 10:23 |  | * |  |  | WIP_APU-1 |  |  |  | 0.25 |  | 1 | 15 |  | 0 | 16 |  |  | * |  |  | None | *
3 | 80-ACT-GBB1611U | ACTUATOR DAMPER | 0 | Purchased Item | Active |  | 5 | 1 |  |  |  | Item | 1 | EA | 100 | 1 | 1 | Date |  |  | 2024-09-30 15:41 |  | * | [6 empty] | 1 |  | 1 | 40 |  | 0 | 41 |  |  | * |  |  | None | *
3 | - IP-57860 | Actuator Label | 0 | Sub-assembly | Active |  | 6 | 1 |  |  |  | Item | 1 | EA | 100 | 1 | 1 | Date |  |  | 2024-09-30 15:41 |  | * | [6 empty] | 1 |  | 1 | 0 |  | 0 | 32 |  |  | * |  |  | None | *
4 | 75-TAGS-23210 | BLANK TAGS, BRASS, ROUND, 1-1/2" X 1-1/2", (25 PK) PN 15Y745 | 0 | Purchased Item | Active |  | 1 | 1 |  |  |  | Item | 1 | EA | 100 | 1 | 1 | Date |  |  | 2024-09-30 15:41 |  | * | [6 empty] | 1 |  | 1 | 30 |  | 0 | 31 |  |  | * |  |  | None | *
3 | 75-RIVET-0050 | 304 STAINLESS STEEL - POP RIVET - 1/8" X .188-250" LONG | 0 | Purchased Item | Active |  | 7 | 1 |  |  |  | Item | 2 | EA | 100 | 1 | 2 | Date |  |  | 2024-09-30 15:41 |  | * | [6 empty] | 2 |  | 1 | 20 |  | 0 | 21 |  |  | * |  |  | None | *
2 | - MCYS06-SMA-66182 | FILTER WALL RIGHT SIDE EBS ASSY | D | Sub-assembly | Active |  | 22 | 1 |  |  |  | Item | 1 | EA | 100 | 1 | 1 | Date |  |  | 2024-09-30 15:41 |  | * | [6 empty] | 1 |  | 1 | 5.4103 |  | 5.4752 | 47.4103 |  |  | * |  |  | None | *
3 | 05-CAP-9753K12 | FLEXIBLE VINYL ROUND CAP, PN 9753K12 | 0 | Purchased Item | Active |  | 1 | 1 |  |  |  | Item | 24 | EA | 100 | 1 | 24 | Date |  |  | 2024-09-30 15:41 |  | * | CCO-81722 | [5 empty] | 24 |  | 1 | 20 |  | 0 | 21 |  |  | * |  |  | None | *
3 | 75-W-14-BN1458 | ZINC PLATED-NEOPRENE WASHER-9/32"ID - 5/8"OD | 0 | Purchased Item | Active |  | 2 | 1 |  |  |  | Item | 57 | EA | 100 | 1 | 57 | Date |  |  | 2024-09-30 15:41 |  | * | [6 empty] | 57 |  | 1 | 40 |  | 0 | 41 |  |  | * |  |  | None | *
3 | 75-SCWH-14-114 | 1/4-14x1 1/4" SELF DRILL S.H.W PL | 0 | Purchased Item | Active |  | 3 | 1 |  |  |  | Item | 77 | EA | 100 | 1 | 77 | Date |  |  | 2024-09-30 15:41 |  | * | [6 empty] | 77 |  | 1 | 20 |  | 0 | 21 |  |  | * |  |  | None | *
3 | - MCYS06-SMA-66183 | FILTER WALL RIGHT SIDE SUB ASSY | 0 | Sub-assembly | Active |  | 4 | 1 |  |  |  | Item | 1 | EA | 100 | 1 | 1 | Date |  |  | 2024-09-30 15:41 |  | * | [6 empty] | 1 |  | 1 | 0 |  | 0.064923 | 22 |  |  | * |  |  | None | *
4 | - IP-59311 | 16ga GA Brt coil 60 | A | Sub-assembly | Active |  | 1 | 1 |  |  |  | Item | 5 | EA | 100 | 1 | 5 | Date |  |  | 2024-09-30 15:41 |  | * | [6 empty] | 5 |  | 1 | 0.064923 |  | 0.064923 | 17.0649 |  |  | * |  |  | None | *
5 | 45-GALC-0275 | STEEL,GALV,G90,16 GA,60" COIL | 0 | Purchased Item | Active |  | 1 | 1 |  |  |  | Item | 1.387 | SFT | 100 | 1 | 6.935 | Date |  |  | 2024-09-30 15:41 |  | * | [6 empty] | 6.935 |  | 1 | 15 |  | 0 | 16 |  |  | * |  |  | None | *
4 | - IP-59310 | 16ga GA Brt coil 60 | A | Sub-assembly | Active |  | 2 | 1 |  |  |  | Item | 5 | EA | 100 | 1 | 5 | Date |  |  | 2024-09-30 15:41 |  | * | [6 empty] | 5 |  | 1 | 0.064923 |  | 0.064923 | 17.0649 |  |  | * |  |  | None | *
5 | 45-GALC-0275 | STEEL,GALV,G90,16 GA,60" COIL | 0 | Purchased Item | Active |  | 1 | 1 |  |  |  | Item | 1.512 | SFT | 100 | 1 | 7.56 | Date |  |  | 2024-09-30 15:41 |  | * | [6 empty] | 7.56 |  | 1 | 15 |  | 0 | 16 |  |  | * |  |  | None | *
4 | 75-SCWP-1032516 | ZINC PLATED -FINE THREADS -STANDARD PHILLIPS HEAD BOLT -#10 -32THREADS PER INCH X 5/16" LONG | 0 | Purchased Item | Active |  | 3 | 1 |  |  |  | Item | 160 | EA | 100 | 1 | 160 | Date |  |  | 2024-09-30 15:41 |  | * | [6 empty] | 160 |  | 1 | 20 |  | 0 | 21 |  |  | * |  |  | None | *
4 | - MCYSC4-SMA-59314 | SLX07-SMA-43827 | 0 | Sub-assembly | Active |  | 4 | 1 |  |  |  | Item | 25 | EA | 100 | 1 | 25 | Date |  |  | 2024-09-30 15:41 |  | * | [6 empty] | 25 |  | 1 | 0 |  | 0 | 18 |  |  | * |  |  | None | *
5 | 30-CLIP-0220 | 4" FARR FILTER CLIP C-86 | 0 | Purchased Item | Active |  | 1 | 1 |  |  |  | Item | 4 | EA | 100 | 1 | 100 | Date |  |  | 2024-09-30 15:41 |  | * | [6 empty] | 100 |  | 1 | 15 |  | 0 | 16 |  |  | * |  |  | None | *
5 | 30-FILT-PPM13-B | FLT,85%,M13,CL2,24X24X4 | 0 | Purchased Item | Active |  | 4 | 1 |  |  |  | Item | 1 | EA | 100 | 1 | 25 | Date |  |  | 2024-09-30 15:41 |  | * | [6 empty] | 25 |  | 1 | 15 |  | 0 | 16 |  |  | * |  |  | None | *
5 | - IP-63009 | 24X24X3 FARR TYPE 8 HOLDING FRAME | 0 | Sub-assembly | Active |  | 5 | 1 |  |  |  | Item | 1 | EA | 100 | 1 | 25 | Date |  |  | 2024-09-30 15:41 |  | * | [6 empty] | 25 |  | 1 | 0 |  | 0 | 17 |  |  | * |  |  | None | *
6 | 30-FRAME-0200 | 24X24X3 FARR TYPE 8 HOLDING FRAME | 0 | Purchased Item | Active |  | 1 | 1 |  |  |  | Item | 1 | EA | 100 | 1 | 25 | Date |  |  | 2024-09-30 15:41 |  | * | [6 empty] | 25 |  | 1 | 15 |  | 0 | 16 |  |  | * |  |  | None | *
4 | - IP-59317 | 16ga GA Brt coil 60 | A | Sub-assembly | Active |  | 5 | 1 |  |  |  | Item | 1 | EA | 100 | 1 | 1 | Date |  |  | 2024-09-30 15:41 |  | * | [6 empty] | 1 |  | 1 | 0.064923 |  | 0.064923 | 17.0649 |  |  | * |  |  | None | *
5 | 45-GALC-0275 | STEEL,GALV,G90,16 GA,60" COIL | 0 | Purchased Item | Active |  | 1 | 1 |  |  |  | Item | 8.101 | SFT | 100 | 1 | 8.101 | Date |  |  | 2024-09-30 15:41 |  | * | [6 empty] | 8.101 |  | 1 | 15 |  | 0 | 16 |  |  | * |  |  | None | *
4 | - IP-59316 | 16ga GA Brt coil 60 | A | Sub-assembly | Active |  | 6 | 1 |  |  |  | Item | 1 | EA | 100 | 1 | 1 | Date |  |  | 2024-09-30 15:41 |  | * | [6 empty] | 1 |  | 1 | 0.064923 |  | 0.064923 | 17.0649 |  |  | * |  |  | None | *
5 | 45-GALC-0275 | STEEL,GALV,G90,16 GA,60" COIL | 0 | Purchased Item | Active |  | 1 | 1 |  |  |  | Item | 4.913 | SFT | 100 | 1 | 4.913 | Date |  |  | 2024-09-30 15:41 |  | * | [6 empty] | 4.913 |  | 1 | 15 |  | 0 | 16 |  |  | * |  |  | None | *
4 | 75-NH-1032-P | ZINC PLATED -FINE THREADS -HEX NUT -#10 -32 THREADS PER INCH | 0 | Purchased Item | Active |  | 7 | 1 |  |  |  | Item | 161 | EA | 100 | 1 | 161 | Date |  |  | 2024-09-30 15:41 |  | * | [6 empty] | 161 |  | 1 | 5 |  | 0 | 6 |  |  | * |  |  | None | *
4 | - IP-58697 | 16ga GA Brt coil 60 | A | Sub-assembly | Active |  | 8 | 1 |  |  |  | Item | 1 | EA | 100 | 1 | 1 | Date |  |  | 2024-09-30 15:41 |  | * | [6 empty] | 1 |  | 1 | 0.064923 |  | 0.064923 | 17.0649 |  |  | * |  |  | None | *
5 | 45-GALC-0275 | STEEL,GALV,G90,16 GA,60" COIL | 0 | Purchased Item | Active |  | 1 | 1 |  |  |  | Item | 10.041 | SFT | 100 | 1 | 10.041 | Date |  |  | 2024-09-30 15:41 |  | * | [6 empty] | 10.041 |  | 1 | 15 |  | 0 | 16 |  |  | * |  |  | None | *
4 | - IP-58696 | 16ga GA Brt coil 60 | A | Sub-assembly | Active |  | 9 | 1 |  |  |  | Item | 1 | EA | 100 | 1 | 1 | Date |  |  | 2024-09-30 15:41 |  | * | [6 empty] | 1 |  | 1 | 0.064923 |  | 0.064923 | 17.0649 |  |  | * |  |  | None | *
5 | 45-GALC-0275 | STEEL,GALV,G90,16 GA,60" COIL | 0 | Purchased Item | Active |  | 1 | 1 |  |  |  | Item | 10.041 | SFT | 100 | 1 | 10.041 | Date |  |  | 2024-09-30 15:41 |  | * | [6 empty] | 10.041 |  | 1 | 15 |  | 0 | 16 |  |  | * |  |  | None | *
4 | - IP-59312 | 16ga GA Brt coil 60 | A | Sub-assembly | Active |  | 10 | 1 |  |  |  | Item | 2 | EA | 100 | 1 | 2 | Date |  |  | 2024-09-30 15:41 |  | * | [6 empty] | 2 |  | 1 | 0.064923 |  | 0.064923 | 17.0649 |  |  | * |  |  | None | *
5 | 45-GALC-0275 | STEEL,GALV,G90,16 GA,60" COIL | 0 | Purchased Item | Active |  | 1 | 1 |  |  |  | Item | 5.337 | SFT | 100 | 1 | 10.674 | Date |  |  | 2024-09-30 15:41 |  | * | [6 empty] | 10.674 |  | 1 | 15 |  | 0 | 16 |  |  | * |  |  | None | *
2 | - MCYS06-SMA-66184 | FILTER WALL LEFT SIDE EBS ASSY | D | Sub-assembly | Active |  | 23 | 1 |  |  |  | Item | 1 | EA | 100 | 1 | 1 | Date |  |  | 2024-09-30 15:41 |  | * | [6 empty] | 1 |  | 1 | 5.4103 |  | 5.4752 | 47.4103 |  |  | * |  |  | None | *
3 | 05-CAP-9753K12 | FLEXIBLE VINYL ROUND CAP, PN 9753K12 | 0 | Purchased Item | Active |  | 1 | 1 |  |  |  | Item | 24 | EA | 100 | 1 | 24 | Date |  |  | 2024-09-30 15:41 |  | * | CCO-81722 | [5 empty] | 24 |  | 1 | 20 |  | 0 | 21 |  |  | * |  |  | None | *
3 | 75-W-14-BN1458 | ZINC PLATED-NEOPRENE WASHER-9/32"ID - 5/8"OD | 0 | Purchased Item | Active |  | 2 | 1 |  |  |  | Item | 60 | EA | 100 | 1 | 60 | Date |  |  | 2024-09-30 15:41 |  | * | [6 empty] | 60 |  | 1 | 40 |  | 0 | 41 |  |  | * |  |  | None | *
3 | 75-SCWH-14-114 | 1/4-14x1 1/4" SELF DRILL S.H.W PL | 0 | Purchased Item | Active |  | 3 | 1 |  |  |  | Item | 80 | EA | 100 | 1 | 80 | Date |  |  | 2024-09-30 15:41 |  | * | [6 empty] | 80 |  | 1 | 20 |  | 0 | 21 |  |  | * |  |  | None | *
3 | - MCYS06-SMA-66185 | FILTER WALL LEFT SIDE SUB ASSY | 0 | Sub-assembly | Active |  | 4 | 1 |  |  |  | Item | 1 | EA | 100 | 1 | 1 | Date |  |  | 2024-09-30 15:41 |  | * | [6 empty] | 1 |  | 1 | 0 |  | 0.064923 | 22 |  |  | * |  |  | None | *
4 | - IP-59311 | 16ga GA Brt coil 60 | A | Sub-assembly | Active |  | 1 | 1 |  |  |  | Item | 5 | EA | 100 | 1 | 5 | Date |  |  | 2024-09-30 15:41 |  | * | [6 empty] | 5 |  | 1 | 0.064923 |  | 0.064923 | 17.0649 |  |  | * |  |  | None | *
5 | 45-GALC-0275 | STEEL,GALV,G90,16 GA,60" COIL | 0 | Purchased Item | Active |  | 1 | 1 |  |  |  | Item | 1.387 | SFT | 100 | 1 | 6.935 | Date |  |  | 2024-09-30 15:41 |  | * | [6 empty] | 6.935 |  | 1 | 15 |  | 0 | 16 |  |  | * |  |  | None | *
4 | - IP-58695 | 16ga GA Brt coil 60 | A | Sub-assembly | Active |  | 2 | 1 |  |  |  | Item | 1 | EA | 100 | 1 | 1 | Date |  |  | 2024-09-30 15:41 |  | * | [6 empty] | 1 |  | 1 | 0.064923 |  | 0.064923 | 17.0649 |  |  | * |  |  | None | *
5 | 45-GALC-0275 | STEEL,GALV,G90,16 GA,60" COIL | 0 | Purchased Item | Active |  | 1 | 1 |  |  |  | Item | 10.041 | SFT | 100 | 1 | 10.041 | Date |  |  | 2024-09-30 15:41 |  | * | [6 empty] | 10.041 |  | 1 | 15 |  | 0 | 16 |  |  | * |  |  | None | *
4 | - IP-59310 | 16ga GA Brt coil 60 | A | Sub-assembly | Active |  | 3 | 1 |  |  |  | Item | 5 | EA | 100 | 1 | 5 | Date |  |  | 2024-09-30 15:41 |  | * | [6 empty] | 5 |  | 1 | 0.064923 |  | 0.064923 | 17.0649 |  |  | * |  |  | None | *
5 | 45-GALC-0275 | STEEL,GALV,G90,16 GA,60" COIL | 0 | Purchased Item | Active |  | 1 | 1 |  |  |  | Item | 1.512 | SFT | 100 | 1 | 7.56 | Date |  |  | 2024-09-30 15:41 |  | * | [6 empty] | 7.56 |  | 1 | 15 |  | 0 | 16 |  |  | * |  |  | None | *
4 | 75-SCWP-1032516 | ZINC PLATED -FINE THREADS -STANDARD PHILLIPS HEAD BOLT -#10 -32THREADS PER INCH X 5/16" LONG | 0 | Purchased Item | Active |  | 4 | 1 |  |  |  | Item | 160 | EA | 100 | 1 | 160 | Date |  |  | 2024-09-30 15:41 |  | * | [6 empty] | 160 |  | 1 | 20 |  | 0 | 21 |  |  | * |  |  | None | *
4 | - MCYSC4-SMA-59314 | SLX07-SMA-43827 | 0 | Sub-assembly | Active |  | 5 | 1 |  |  |  | Item | 25 | EA | 100 | 1 | 25 | Date |  |  | 2024-09-30 15:41 |  | * | [6 empty] | 25 |  | 1 | 0 |  | 0 | 18 |  |  | * |  |  | None | *
5 | 30-CLIP-0220 | 4" FARR FILTER CLIP C-86 | 0 | Purchased Item | Active |  | 1 | 1 |  |  |  | Item | 4 | EA | 100 | 1 | 100 | Date |  |  | 2024-09-30 15:41 |  | * | [6 empty] | 100 |  | 1 | 15 |  | 0 | 16 |  |  | * |  |  | None | *
5 | 30-FILT-PPM13-B | FLT,85%,M13,CL2,24X24X4 | 0 | Purchased Item | Active |  | 4 | 1 |  |  |  | Item | 1 | EA | 100 | 1 | 25 | Date |  |  | 2024-09-30 15:41 |  | * | [6 empty] | 25 |  | 1 | 15 |  | 0 | 16 |  |  | * |  |  | None | *
5 | - IP-63009 | 24X24X3 FARR TYPE 8 HOLDING FRAME | 0 | Sub-assembly | Active |  | 5 | 1 |  |  |  | Item | 1 | EA | 100 | 1 | 25 | Date |  |  | 2024-09-30 15:41 |  | * | [6 empty] | 25 |  | 1 | 0 |  | 0 | 17 |  |  | * |  |  | None | *
6 | 30-FRAME-0200 | 24X24X3 FARR TYPE 8 HOLDING FRAME | 0 | Purchased Item | Active |  | 1 | 1 |  |  |  | Item | 1 | EA | 100 | 1 | 25 | Date |  |  | 2024-09-30 15:41 |  | * | [6 empty] | 25 |  | 1 | 15 |  | 0 | 16 |  |  | * |  |  | None | *
4 | - IP-59309 | 16ga GA Brt coil 60 | A | Sub-assembly | Active |  | 6 | 1 |  |  |  | Item | 1 | EA | 100 | 1 | 1 | Date |  |  | 2024-09-30 15:41 |  | * | [6 empty] | 1 |  | 1 | 0.064923 |  | 0.064923 | 17.0649 |  |  | * |  |  | None | *
5 | 45-GALC-0275 | STEEL,GALV,G90,16 GA,60" COIL | 0 | Purchased Item | Active |  | 1 | 1 |  |  |  | Item | 10.041 | SFT | 100 | 1 | 10.041 | Date |  |  | 2024-09-30 15:41 |  | * | [6 empty] | 10.041 |  | 1 | 15 |  | 0 | 16 |  |  | * |  |  | None | *
4 | - IP-59308 | 16ga GA Brt coil 60 | A | Sub-assembly | Active |  | 7 | 1 |  |  |  | Item | 1 | EA | 100 | 1 | 1 | Date |  |  | 2024-09-30 15:41 |  | * | [6 empty] | 1 |  | 1 | 0.064923 |  | 0.064923 | 17.0649 |  |  | * |  |  | None | *
5 | 45-GALC-0275 | STEEL,GALV,G90,16 GA,60" COIL | 0 | Purchased Item | Active |  | 1 | 1 |  |  |  | Item | 4.913 | SFT | 100 | 1 | 4.913 | Date |  |  | 2024-09-30 15:41 |  | * | [6 empty] | 4.913 |  | 1 | 15 |  | 0 | 16 |  |  | * |  |  | None | *
4 | - IP-59307 | 16ga GA Brt coil 60 | A | Sub-assembly | Active |  | 8 | 1 |  |  |  | Item | 1 | EA | 100 | 1 | 1 | Date |  |  | 2024-09-30 15:41 |  | * | [6 empty] | 1 |  | 1 | 0.064923 |  | 0.064923 | 17.0649 |  |  | * |  |  | None | *
5 | 45-GALC-0275 | STEEL,GALV,G90,16 GA,60" COIL | 0 | Purchased Item | Active |  | 1 | 1 |  |  |  | Item | 8.101 | SFT | 100 | 1 | 8.101 | Date |  |  | 2024-09-30 15:41 |  | * | [6 empty] | 8.101 |  | 1 | 15 |  | 0 | 16 |  |  | * |  |  | None | *
4 | 75-NH-1032-P | ZINC PLATED -FINE THREADS -HEX NUT -#10 -32 THREADS PER INCH | 0 | Purchased Item | Active |  | 9 | 1 |  |  |  | Item | 160 | EA | 100 | 1 | 160 | Date |  |  | 2024-09-30 15:41 |  | * | [6 empty] | 160 |  | 1 | 5 |  | 0 | 6 |  |  | * |  |  | None | *
4 | - IP-59312 | 16ga GA Brt coil 60 | A | Sub-assembly | Active |  | 10 | 1 |  |  |  | Item | 2 | EA | 100 | 1 | 2 | Date |  |  | 2024-09-30 15:41 |  | * | [6 empty] | 2 |  | 1 | 0.064923 |  | 0.064923 | 17.0649 |  |  | * |  |  | None | *
5 | 45-GALC-0275 | STEEL,GALV,G90,16 GA,60" COIL | 0 | Purchased Item | Active |  | 1 | 1 |  |  |  | Item | 5.337 | SFT | 100 | 1 | 10.674 | Date |  |  | 2024-09-30 15:41 |  | * | [6 empty] | 10.674 |  | 1 | 15 |  | 0 | 16 |  |  | * |  |  | None | *
2 | - MCYS06-SMA-66140 | F DOOR DOUBLE SUB ASSY 2 | 0 | Sub-assembly | Active |  | 24 | 1 |  |  |  | Item | 1 | EA | 100 | 1 | 1 | Date |  |  | 2024-09-30 15:41 |  | * | [6 empty] | 1 |  | 1 | 0 |  | 3.0406 | 128 |  |  | * |  |  | None | *
3 | - MCYS06-SMA-66158 | DOOR F DOUBLE 2 - SUB ASSY | E | Sub-assembly | Active |  | 1 | 1 |  |  |  | Item | 1 | EA | 100 | 1 | 1 | Date |  |  | 2024-09-30 15:41 |  | * | [6 empty] | 1 |  | 1 | 2.9757 |  | 3.0406 | 94.9757 |  |  | * |  |  | None | *
4 | 75-NH-632P | 6-32 NYLOK FLANGE NUT,ZINC-PLATED GRADE F MMC #93298A101 | 0 | Purchased Item | Active |  | 1 | 1 |  |  |  | Item | 4 | EA | 100 | 1 | 4 | Date |  |  | 2024-09-30 15:41 |  | * | [6 empty] | 4 |  | 1 | 5 |  | 0 | 6 |  |  | * |  |  | None | *
4 | - IP-54637 | 16ga GA Brt coil 60 | A | Sub-assembly | Active |  | 2 | 1 |  |  |  | Item | 1 | EA | 100 | 1 | 1 | Date |  |  | 2024-09-30 15:41 |  | * | [6 empty] | 1 |  | 1 | 0.064923 |  | 0.064923 | 17.0649 |  |  | * |  |  | None | *
5 | 45-GALC-0250 | STEEL,GALV,G90,16 GA,48" COIL | 0 | Purchased Item | Active |  | 100009 | 1 |  |  |  | Item | 1.451 | SFT | 100 | 1 | 1.451 | Date |  |  | 2024-10-15 14:52 |  | * |  |  | WIP_APU-1 |  |  |  | 1.451 |  | 1 | 15 |  | 0 | 16 |  |  | * |  |  | None | *
4 | - HANDLE-ASSY | HANDLE-ASSY | 0 | Sub-assembly | Active |  | 3 | 1 |  |  |  | Item | 2 | EA | 100 | 1 | 2 | Date |  |  | 2024-09-30 15:41 |  | * | [6 empty] | 2 |  | 1 | 0 |  | 0 | 62 |  |  | * |  |  | None | *
5 | 76-RCAM-0100 | ROLLER CAM VH 2321S07-R01 #2321S07-R01 | 0 | Purchased Item | Active |  | 5 | 1 |  |  |  | Item | 1 | EA | 100 | 1 | 2 | Date |  |  | 2024-09-30 15:41 |  | * | [6 empty] | 2 |  | 1 | 40 |  | 0 | 41 |  |  | * |  |  | None | *
5 | 76-HOUSING-0100 | MODEL F HANDLE HOUSING W/THREADED SHAFT AND GASKET #265078-S50 | 0 | Purchased Item | Active |  | 6 | 1 |  |  |  | Item | 1 | EA | 100 | 1 | 2 | Date |  |  | 2024-09-30 15:41 |  | * | [6 empty] | 2 |  | 1 | 40 |  | 0 | 41 |  |  | * |  |  | None | *
5 | 76-HANDLE-0110 | Inside Door Handle - Red Hand Grip #265076-50 | 0 | Purchased Item | Active |  | 8 | 1 |  |  |  | Item | 1 | EA | 100 | 1 | 2 | Date |  |  | 2024-09-30 15:41 |  | * | [6 empty] | 2 |  | 1 | 60 |  | 0 | 61 |  |  | * |  |  | None | *
5 | 76-HANDLE-0100 | HANDLE STANDARD OUTSWING | 0 | Purchased Item | Active |  | 9 | 1 |  |  |  | Item | 1 | EA | 100 | 1 | 2 | Date |  |  | 2024-09-30 15:41 |  | * | [6 empty] | 2 |  | 1 | 60 |  | 0 | 61 |  |  | * |  |  | None | *
4 | - MCYSC4-SMA-59408 | HANDLE WITH LOCK | 0 | Sub-assembly | Active |  | 4 | 1 |  |  |  | Item | 2 | EA | 100 | 1 | 2 | Date |  |  | 2024-09-30 15:41 |  | * | [6 empty] | 2 |  | 1 | 0 |  | 0 | 62 |  |  | * |  |  | None | *
5 | 76-RCAM-0100 | ROLLER CAM VH 2321S07-R01 #2321S07-R01 | 0 | Purchased Item | Active |  | 1 | 1 |  |  |  | Item | 1 | EA | 100 | 1 | 2 | Date |  |  | 2024-09-30 15:41 |  | * | [6 empty] | 2 |  | 1 | 40 |  | 0 | 41 |  |  | * |  |  | None | *
5 | 76-HOUSING-0100 | MODEL F HANDLE HOUSING W/THREADED SHAFT AND GASKET #265078-S50 | 0 | Purchased Item | Active |  | 2 | 1 |  |  |  | Item | 1 | EA | 100 | 1 | 2 | Date |  |  | 2024-09-30 15:41 |  | * | [6 empty] | 2 |  | 1 | 40 |  | 0 | 41 |  |  | * |  |  | None | *
5 | 76-HANDLE-0110 | Inside Door Handle - Red Hand Grip #265076-50 | 0 | Purchased Item | Active |  | 3 | 1 |  |  |  | Item | 1 | EA | 100 | 1 | 2 | Date |  |  | 2024-09-30 15:41 |  | * | [6 empty] | 2 |  | 1 | 60 |  | 0 | 61 |  |  | * |  |  | None | *
5 | 76-HANDLE-0060 | HANDLE PADLOCK OUTSWING | 0 | Purchased Item | Active |  | 5 | 1 |  |  |  | Item | 1 | EA | 100 | 1 | 2 | Date |  |  | 2024-09-30 15:41 |  | * | [6 empty] | 2 |  | 1 | 60 |  | 0 | 61 |  |  | * |  |  | None | *
4 | - MCYSC4-SMA-54631 | DOOR F DOUBLE CYS06 - 36453 - PANEL SUB ASSY OL 3 | 0 | Sub-assembly | Active |  | 5 | 1 |  |  |  | Item | 1 | EA | 100 | 1 | 1 | Date |  |  | 2024-09-30 15:41 |  | * | [6 empty] | 1 |  | 1 | 0 |  | 0.064923 | 18.0649 |  |  | * |  |  | None | *
5 | - IP-54638 | 16ga GA Brt coil 60 | A | Sub-assembly | Active |  | 1 | 1 |  |  |  | Item | 2 | EA | 100 | 1 | 2 | Date |  |  | 2024-09-30 15:41 |  | * | [6 empty] | 2 |  | 1 | 0.064923 |  | 0.064923 | 17.0649 |  |  | * |  |  | None | *
6 | 45-GALC-0250 | STEEL,GALV,G90,16 GA,48" COIL | 0 | Purchased Item | Active |  | 100009 | 1 |  |  |  | Item | 0.368 | SFT | 100 | 1 | 0.736 | Date |  |  | 2024-10-15 14:19 |  | * |  |  | WIP_APU-1 |  |  |  | 0.736 |  | 1 | 15 |  | 0 | 16 |  |  | * |  |  | None | *
5 | - IP-54627 | EXT.AL.DOOR FRAME AA-60-63 T-5 MILL FINISH | 0 | Sub-assembly | Active |  | 2 | 1 |  |  |  | Item | 2 | EA | 100 | 1 | 2 | Date |  |  | 2024-09-30 15:41 |  | * | [6 empty] | 2 |  | 1 | 0 |  | 0 | 17 |  |  | * |  |  | None | *
6 | 30-AD-104071 | EXTRUDED ALUMINUM INTERNAL DOOR FRAME AA-60-63 T-5, 20 FT LENGHT | 0 | Purchased Item | Active |  | 1 | 1 |  |  |  | Item | 6.12 | FT | 100 | 1 | 12.24 | Date |  |  | 2024-09-30 15:41 |  | * | [6 empty] | 12.24 |  | 1 | 15 |  | 0 | 16 |  |  | * |  |  | None | *
5 | - IP-54630 | 16ga GA Brt coil 60 | A | Sub-assembly | Active |  | 3 | 1 |  |  |  | Item | 1 | EA | 100 | 1 | 1 | Date |  |  | 2024-09-30 15:41 |  | * | [6 empty] | 1 |  | 1 | 0.024346 |  | 0.024346 | 17.0243 |  |  | * |  |  | None | *
6 | 45-GALC-0250 | STEEL,GALV,G90,16 GA,48" COIL | 0 | Purchased Item | Active |  | 100009 | 1 |  |  |  | Item | 10.635 | SFT | 100 | 1 | 10.635 | Date |  |  | 2024-10-15 14:10 |  | * |  |  | WIP_APU-1 |  |  |  | 10.635 |  | 1 | 15 |  | 0 | 16 |  |  | * |  |  | None | *
5 | - IP-54629 | 16ga GA Jkt coil 60 | A | Sub-assembly | Active |  | 4 | 1 |  |  |  | Item | 1 | EA | 100 | 1 | 1 | Date |  |  | 2024-09-30 15:41 |  | * | [6 empty] | 1 |  | 1 | 0.064923 |  | 0.064923 | 7.0649 |  |  | * |  |  | None | *
6 | 45-GALC-0200 | STEEL,JKT,A60,16 GA,48" COIL | 0 | Purchased Item | Active |  | 100009 | 1 |  |  |  | Item | 12.639 | SFT | 100 | 1 | 12.639 | Date |  |  | 2024-10-15 16:10 |  | * |  |  | WIP_APU-1 |  |  |  | 12.639 |  | 1 | 5 |  | 0 | 6 |  |  | * |  |  | None | *
5 | - IP-60245 | 16ga GA Brt coil 60 | A | Sub-assembly | Active |  | 5 | 1 |  |  |  | Item | 1 | EA | 100 | 1 | 1 | Date |  |  | 2024-09-30 15:41 |  | * | [6 empty] | 1 |  | 1 | 0.064923 |  | 0.064923 | 17.0649 |  |  | * |  |  | None | *
6 | 45-GALC-0250 | STEEL,GALV,G90,16 GA,48" COIL | 0 | Purchased Item | Active |  | 100009 | 1 |  |  |  | Item | 0.498 | SFT | 100 | 1 | 0.498 | Date |  |  | 2024-10-15 14:30 |  | * |  |  | WIP_APU-1 |  |  |  | 0.498 |  | 1 | 15 |  | 0 | 16 |  |  | * |  |  | None | *
5 | - IP-54632 | 1/2 x 3/8 SINGLE COAT PORON-F | 0 | Sub-assembly | Active |  | 6 | 1 |  |  |  | Item | 1 | EA | 100 | 1 | 1 | Date |  |  | 2024-09-30 15:41 |  | * | [6 empty] | 1 |  | 1 | 0 |  | 0 | 7 |  |  | * |  |  | None | *
6 | 85-FOAM-1238 | 1/2 X 3/8 SINGLE COAT PORON-F | 0 | Purchased Item | Active |  | 1 | 1 |  |  |  | Item | 16.022 | FT | 100 | 1 | 16.022 | Date |  |  | 2024-09-30 15:41 |  | * | [6 empty] | 16.022 |  | 1 | 5 |  | 0 | 6 |  |  | * |  |  | None | *
5 | - IP-54639 | 16ga GA Brt coil 60 | A | Sub-assembly | Active |  | 7 | 1 |  |  |  | Item | 1 | EA | 100 | 1 | 1 | Date |  |  | 2024-09-30 15:41 |  | * | [6 empty] | 1 |  | 1 | 0.064923 |  | 0.064923 | 17.0649 |  |  | * |  |  | None | *
6 | 45-GALC-0250 | STEEL,GALV,G90,16 GA,48" COIL | 0 | Purchased Item | Active |  | 100009 | 1 |  |  |  | Item | 0.498 | SFT | 100 | 1 | 0.498 | Date |  |  | 2024-10-15 14:48 |  | * |  |  | WIP_APU-1 |  |  |  | 0.498 |  | 1 | 15 |  | 0 | 16 |  |  | * |  |  | None | *
5 | - IP-54628 | EXT.AL.DOOR FRAME AA-60-63 T-5 MILL FINISH | 0 | Sub-assembly | Active |  | 8 | 1 |  |  |  | Item | 2 | EA | 100 | 1 | 2 | Date |  |  | 2024-09-30 15:41 |  | * | [6 empty] | 2 |  | 1 | 0 |  | 0 | 17 |  |  | * |  |  | None | *
6 | 30-AD-104071 | EXTRUDED ALUMINUM INTERNAL DOOR FRAME AA-60-63 T-5, 20 FT LENGHT | 0 | Purchased Item | Active |  | 1 | 1 |  |  |  | Item | 1.953 | FT | 100 | 1 | 3.906 | Date |  |  | 2024-09-30 15:41 |  | * | [6 empty] | 3.906 |  | 1 | 15 |  | 0 | 16 |  |  | * |  |  | None | *
5 | - IP-60247 | 1/4-20 X 120" ROD PLT FULL THREAD | 0 | Sub-assembly | Active |  | 9 | 1 |  |  |  | Item | 4 | EA | 100 | 1 | 4 | Date |  |  | 2024-09-30 15:41 |  | * | [6 empty] | 4 |  | 1 | 0 |  | 0 | 7 |  |  | * |  |  | None | *
6 | 75-ROD-0420 | 1/4-20 X 120" ROD PLT FULL THREAD | 0 | Purchased Item | Active |  | 1 | 1 |  |  |  | Item | 0.02 | EA | 100 | 1 | 0.08 | Date |  |  | 2024-09-30 15:41 |  | * | [6 empty] | 0.08 |  | 1 | 5 |  | 0 | 6 |  |  | * |  |  | None | *
5 | - IP-66110 | 1/4-20 X 120" ROD PLT FULL THREAD | 0 | Sub-assembly | Active |  | 11 | 1 |  |  |  | Item | 2 | EA | 100 | 1 | 2 | Date |  |  | 2024-09-30 15:41 |  | * | [6 empty] | 2 |  | 1 | 0 |  | 0 | 7 |  |  | * |  |  | None | *
6 | 75-ROD-0420 | 1/4-20 X 120" ROD PLT FULL THREAD | 0 | Purchased Item | Active |  | 1 | 1 |  |  |  | Item | 0.01 | EA | 100 | 1 | 0.02 | Date |  |  | 2024-09-30 15:41 |  | * | [6 empty] | 0.02 |  | 1 | 5 |  | 0 | 6 |  |  | * |  |  | None | *
5 | 75-SCRW-63234P | 6-32 X 3/4" STEEL PHILLIPS FLAT HEAD SCREW MCMASTER# 90273A151 | 0 | Purchased Item | Active |  | 12 | 1 |  |  |  | Item | 4 | EA | 100 | 1 | 4 | Date |  |  | 2024-09-30 15:41 |  | * | [6 empty] | 4 |  | 1 | 10 |  | 0 | 11 |  |  | * |  |  | None | *
4 | 75-HINGE-0150-S | HINGE HALF FRAME SK-002 STAINLESS STEEL | 0 | Purchased Item | Active |  | 6 | 1 |  |  |  | Item | 8 | EA | 100 | 1 | 8 | Date |  |  | 2024-09-30 15:41 |  | * | [6 empty] | 8 |  | 1 | 50 |  | 0 | 51 |  |  | * |  |  | None | *
4 | 75-NH-1420-S | 1/4-20-HEX/NUT 304 S/S | 0 | Purchased Item | Active |  | 7 | 1 |  |  |  | Item | 6 | EA | 100 | 1 | 6 | Date |  |  | 2024-09-30 15:41 |  | * | [6 empty] | 6 |  | 1 | 40 |  | 0 | 41 |  |  | * |  |  | None | *
4 | - MCYSC4-SMA-54634 | DOOR F DOUBLE CYS06 - 36453 - PANEL SUB ASSY OR 3 | 0 | Sub-assembly | Active |  | 8 | 1 |  |  |  | Item | 1 | EA | 100 | 1 | 1 | Date |  |  | 2024-09-30 15:41 |  | * | [6 empty] | 1 |  | 1 | 0 |  | 0.064923 | 18.0649 |  |  | * |  |  | None | *
5 | - IP-54627 | EXT.AL.DOOR FRAME AA-60-63 T-5 MILL FINISH | 0 | Sub-assembly | Active |  | 1 | 1 |  |  |  | Item | 2 | EA | 100 | 1 | 2 | Date |  |  | 2024-09-30 15:41 |  | * | [6 empty] | 2 |  | 1 | 0 |  | 0 | 17 |  |  | * |  |  | None | *
6 | 30-AD-104071 | EXTRUDED ALUMINUM INTERNAL DOOR FRAME AA-60-63 T-5, 20 FT LENGHT | 0 | Purchased Item | Active |  | 1 | 1 |  |  |  | Item | 6.12 | FT | 100 | 1 | 12.24 | Date |  |  | 2024-09-30 15:41 |  | * | [6 empty] | 12.24 |  | 1 | 15 |  | 0 | 16 |  |  | * |  |  | None | *
5 | - IP-54632 | 1/2 x 3/8 SINGLE COAT PORON-F | 0 | Sub-assembly | Active |  | 2 | 1 |  |  |  | Item | 1 | EA | 100 | 1 | 1 | Date |  |  | 2024-09-30 15:41 |  | * | [6 empty] | 1 |  | 1 | 0 |  | 0 | 7 |  |  | * |  |  | None | *
6 | 85-FOAM-1238 | 1/2 X 3/8 SINGLE COAT PORON-F | 0 | Purchased Item | Active |  | 1 | 1 |  |  |  | Item | 16.022 | FT | 100 | 1 | 16.022 | Date |  |  | 2024-09-30 15:41 |  | * | [6 empty] | 16.022 |  | 1 | 5 |  | 0 | 6 |  |  | * |  |  | None | *
5 | - IP-54636 | 16ga GA Brt coil 60 | A | Sub-assembly | Active |  | 3 | 1 |  |  |  | Item | 1 | EA | 100 | 1 | 1 | Date |  |  | 2024-09-30 15:41 |  | * | [6 empty] | 1 |  | 1 | 0.064923 |  | 0.064923 | 17.0649 |  |  | * |  |  | None | *
6 | 45-GALC-0250 | STEEL,GALV,G90,16 GA,48" COIL | 0 | Purchased Item | Active |  | 100009 | 1 |  |  |  | Item | 10.635 | SFT | 100 | 1 | 10.635 | Date |  |  | 2024-10-15 16:16 |  | * |  |  | WIP_APU-1 |  |  |  | 10.635 |  | 1 | 15 |  | 0 | 16 |  |  | * |  |  | None | *
5 | - IP-54628 | EXT.AL.DOOR FRAME AA-60-63 T-5 MILL FINISH | 0 | Sub-assembly | Active |  | 4 | 1 |  |  |  | Item | 2 | EA | 100 | 1 | 2 | Date |  |  | 2024-09-30 15:41 |  | * | [6 empty] | 2 |  | 1 | 0 |  | 0 | 17 |  |  | * |  |  | None | *
6 | 30-AD-104071 | EXTRUDED ALUMINUM INTERNAL DOOR FRAME AA-60-63 T-5, 20 FT LENGHT | 0 | Purchased Item | Active |  | 1 | 1 |  |  |  | Item | 1.953 | FT | 100 | 1 | 3.906 | Date |  |  | 2024-09-30 15:41 |  | * | [6 empty] | 3.906 |  | 1 | 15 |  | 0 | 16 |  |  | * |  |  | None | *
5 | - IP-54635 | 16ga GA Jkt coil 60 | A | Sub-assembly | Active |  | 5 | 1 |  |  |  | Item | 1 | EA | 100 | 1 | 1 | Date |  |  | 2024-09-30 15:41 |  | * | [6 empty] | 1 |  | 1 | 0.064923 |  | 0.064923 | 7.0649 |  |  | * |  |  | None | *
6 | 45-GALC-0200 | STEEL,JKT,A60,16 GA,48" COIL | 0 | Purchased Item | Active |  | 100009 | 1 |  |  |  | Item | 12.639 | SFT | 100 | 1 | 12.639 | Date |  |  | 2024-10-15 14:56 |  | * |  |  | WIP_APU-1 |  |  |  | 12.639 |  | 1 | 5 |  | 0 | 6 |  |  | * |  |  | None | *
4 | - IP-60242 | Piano Hinge 2" | 0 | Sub-assembly | Active |  | 9 | 1 |  |  |  | Item | 1 | EA | 100 | 1 | 1 | Date |  |  | 2024-09-30 15:41 |  | * | [6 empty] | 1 |  | 1 | 0 |  | 0 | 7 |  |  | * |  |  | None | *
5 | 75-HINGE-0100 | PIANO HINGE STAINLESS STEEL - 2X72 - 1582A343 | 0 | Purchased Item | Active |  | 1 | 1 |  |  |  | Item | 0.833 | EA | 100 | 1 | 0.833 | Date |  |  | 2024-09-30 15:41 |  | * | [6 empty] | 0.833 |  | 1 | 5 |  | 0 | 6 |  |  | * |  |  | None | *
4 | 75-W-38-R-SEAL | RUBBER-RUBBER CUSHION SEAL WASHER-3/8" | 0 | Purchased Item | Active |  | 10 | 1 |  |  |  | Item | 8 | EA | 100 | 1 | 8 | Date |  |  | 2024-09-30 15:41 |  | * | [6 empty] | 8 |  | 1 | 20 |  | 0 | 21 |  |  | * |  |  | None | *
4 | 75-SCRW-0104 | 304 STAINLESS STEEL -TEK SCREW - #10 X 3/4" LONG | 0 | Purchased Item | Active |  | 12 | 1 |  |  |  | Item | 16 | EA | 100 | 1 | 16 | Date |  |  | 2024-09-30 15:41 |  | * | [6 empty] | 16 |  | 1 | 20 |  | 0 | 21 |  |  | * |  |  | None | *
4 | 75-FAST-0199 | WINGNUT PLATED 1/4-20 | 0 | Purchased Item | Active |  | 13 | 1 |  |  |  | Item | 2 | EA | 100 | 1 | 2 | Date |  |  | 2024-09-30 15:41 |  | * | [6 empty] | 2 |  | 1 | 50 |  | 0 | 51 |  |  | * |  |  | None | *
4 | 75-FAST-0254 | 304 STAINLESS STEEL - CLEVIS PIN - 1/4" X 1-5/8" | 0 | Purchased Item | Active |  | 14 | 1 |  |  |  | Item | 8 | EA | 100 | 1 | 8 | Date |  |  | 2024-09-30 15:41 |  | * | [6 empty] | 8 |  | 1 | 5 |  | 0 | 6 |  |  | * |  |  | None | *
4 | 75-RIVET-0050 | 304 STAINLESS STEEL - POP RIVET - 1/8" X .188-250" LONG | 0 | Purchased Item | Active |  | 15 | 1 |  |  |  | Item | 24 | EA | 100 | 1 | 24 | Date |  |  | 2024-09-30 15:41 |  | * | [6 empty] | 24 |  | 1 | 20 |  | 0 | 21 |  |  | * |  |  | None | *
4 | 75-WN-3816-SS | 3/8-16 NDZ WELD NUT 18-8 SS | 0 | Purchased Item | Active |  | 16 | 1 |  |  |  | Item | 8 | EA | 100 | 1 | 8 | Date |  |  | 2024-09-30 15:41 |  | * | [6 empty] | 8 |  | 1 | 40 |  | 0 | 41 |  |  | * |  |  | None | *
4 | 75-RN-51618U-AL | 5/16-18 UNC RIVET NUT, THREAD CALL OUT: 518, GRIP RANGE: .027-.150, GRIP CALL OUT:150, HOLE SIZE 17/32, HD:.595, HH:.022, L:.690, D:.530, IL:.470, LB: 1.390, ILB:1.175, IATD:.995 | 0 | Purchased Item | Active |  | 17 | 1 |  |  |  | Item | 24 | EA | 100 | 1 | 24 | Date |  |  | 2024-09-30 15:41 |  | * | [6 empty] | 24 |  | 1 | 5 |  | 0 | 6 |  |  | * |  |  | None | *
4 | - IP-54602 | BRACKET EXTERNAL DOOR DETAIL | C | Sub-assembly | Active |  | 18 | 1 |  |  |  | Item | 4 | EA | 100 | 1 | 4 | Date |  |  | 2024-09-30 15:41 |  | * | [6 empty] | 4 |  | 1 | 0.024346 |  | 0.024346 | 17.0243 |  |  | * |  |  | None | *
5 | 45-GALC-0250 | STEEL,GALV,G90,16 GA,48" COIL | 0 | Purchased Item | Active |  | 10 | 1 |  |  |  | Item | 0.062 | SFT | 100 | 1 | 0.248 | Date |  |  | 2024-09-30 15:41 |  | * |  |  | WIP_APU-1 |  |  |  | 0.248 |  | 1 | 15 |  | 0 | 16 |  |  | * |  |  | None | *
4 | - IP-54601 | BRACKET EXTERNAL DOOR DETAIL | C | Sub-assembly | Active |  | 19 | 1 |  |  |  | Item | 4 | EA | 100 | 1 | 4 | Date |  |  | 2024-09-30 15:41 |  | * | [6 empty] | 4 |  | 1 | 0.024346 |  | 0.024346 | 17.0243 |  |  | * |  |  | None | *
5 | 45-GALC-0250 | STEEL,GALV,G90,16 GA,48" COIL | 0 | Purchased Item | Active |  | 10 | 1 |  |  |  | Item | 0.062 | SFT | 100 | 1 | 0.248 | Date |  |  | 2024-09-30 15:41 |  | * |  |  | WIP_APU-1 |  |  |  | 0.248 |  | 1 | 15 |  | 0 | 16 |  |  | * |  |  | None | *
4 | 75-BH-381634-SS | 3/8-16X3/4-HEX/BOLT-S/S | 0 | Purchased Item | Active |  | 20 | 1 |  |  |  | Item | 8 | EA | 100 | 1 | 8 | Date |  |  | 2024-09-30 15:41 |  | * | [6 empty] | 8 |  | 1 | 15 |  | 0 | 16 |  |  | * |  |  | None | *
4 | - MCYSC4-SMA-54626 | DOOR F DOUBLE CYS06 - 36453 - EXTERNAL FRAME ASSY 3 | 0 | Sub-assembly | Active |  | 21 | 1 |  |  |  | Item | 1 | EA | 100 | 1 | 1 | Date |  |  | 2024-09-30 15:41 |  | * | [6 empty] | 1 |  | 1 | 0 |  | 0 | 18 |  |  | * |  |  | None | *
5 | - IP-54625 | EXT.AL.DOOR FRAME AA-60-63 T-5 *POWDER COAT GREY* | 0 | Sub-assembly | Active |  | 1 | 1 |  |  |  | Item | 2 | EA | 100 | 1 | 2 | Date |  |  | 2024-09-30 15:41 |  | * | [6 empty] | 2 |  | 1 | 0 |  | 0 | 17 |  |  | * |  |  | None | *
6 | 30-AD-104072 | EXTRUDED ALUMINUM EXTERNAL DOOR FRAME AA-60-63 T-5, 20 FT LENGHT | 0 | Purchased Item | Active |  | 1 | 1 |  |  |  | Item | 4.161 | FT | 100 | 1 | 8.322 | Date |  |  | 2024-09-30 15:41 |  | * | [6 empty] | 8.322 |  | 1 | 15 |  | 0 | 16 |  |  | * |  |  | None | *
5 | - IP-54624 | EXT.AL.DOOR FRAME AA-60-63 T-5 *POWDER COAT GREY* | 0 | Sub-assembly | Active |  | 2 | 1 |  |  |  | Item | 2 | EA | 100 | 1 | 2 | Date |  |  | 2024-09-30 15:41 |  | * | [6 empty] | 2 |  | 1 | 0 |  | 0 | 17 |  |  | * |  |  | None | *
6 | 30-AD-104072 | EXTRUDED ALUMINUM EXTERNAL DOOR FRAME AA-60-63 T-5, 20 FT LENGHT | 0 | Purchased Item | Active |  | 1 | 1 |  |  |  | Item | 6.328 | FT | 100 | 1 | 12.656 | Date |  |  | 2024-09-30 15:41 |  | * | [6 empty] | 12.656 |  | 1 | 15 |  | 0 | 16 |  |  | * |  |  | None | *
4 | 75-HINGE-0140-S | HINGE HALF DOOR SK-001 STAINLESS STEEL | 0 | Purchased Item | Active |  | 22 | 1 |  |  |  | Item | 8 | EA | 100 | 1 | 8 | Date |  |  | 2024-09-30 15:41 |  | * | [6 empty] | 8 |  | 1 | 90 |  | 0 | 91 |  |  | * |  |  | None | *
4 | 75-BCS-516181 | 5/16-18 X 1 BTN SOC CAP SCRW 18-8 SS | 0 | Purchased Item | Active |  | 23 | 1 |  |  |  | Item | 24 | EA | 100 | 1 | 24 | Date |  |  | 2024-09-30 15:41 |  | * | [6 empty] | 24 |  | 1 | 5 |  | 0 | 6 |  |  | * |  |  | None | *
4 | - IP-57636 | Angle for Double F Door | A | Sub-assembly | Active |  | 24 | 1 |  |  |  | Item | 2 | EA | 100 | 1 | 2 | Date |  |  | 2024-09-30 15:41 |  | * | [6 empty] | 2 |  | 1 | 0.064923 |  | 0.064923 | 17.0649 |  |  | * |  |  | None | *
5 | 45-GALC-0510 | STEEL,GALV,G90,14 GA,48" COIL | 0 | Purchased Item | Active |  | 100009 | 1 |  |  |  | Item | 0.98 | SFT | 100 | 1 | 1.96 | Date |  |  | 2024-10-15 16:20 |  | * |  |  | WIP_APU-1 |  |  |  | 1.96 |  | 1 | 15 |  | 0 | 16 |  |  | * |  |  | None | *
4 | 75-FAST-0242 | 304 STAINLESS STEEL - COTTER PIN - 1/16" X 1/2" | 0 | Purchased Item | Active |  | 25 | 1 |  |  |  | Item | 8 | EA | 100 | 1 | 8 | Date |  |  | 2024-09-30 15:41 |  | * | [6 empty] | 8 |  | 1 | 5 |  | 0 | 6 |  |  | * |  |  | None | *
4 | - IP-58565 | 18ga GA Jkt coil 60 | A | Sub-assembly | Active |  | 26 | 1 |  |  |  | Item | 1 | EA | 100 | 1 | 1 | Date |  |  | 2024-09-30 15:41 |  | * | [6 empty] | 1 |  | 1 | 0.064923 |  | 0.064923 | 17.0649 |  |  | * |  |  | None | *
5 | 45-GALC-0350 | STEEL,GALV,G90,18GA,48" COIL | 0 | Purchased Item | Active |  | 100009 | 1 |  |  |  | Item | 1.855 | SFT | 100 | 1 | 1.855 | Date |  |  | 2024-10-15 16:03 |  | * |  |  | WIP_APU-1 |  |  |  | 1.855 |  | 1 | 15 |  | 0 | 16 |  |  | * |  |  | None | *
4 | - MCYS06-SVA-66274 | SUB ASSY VIRTUAL PARTS DOORS | 0 | Phantom item | Active |  | 27 | 1 |  |  |  | Item | 1 | EA | 100 | 1 | 1 | Date |  |  | 2024-09-30 15:41 |  | * | [6 empty] | 1 |  | 1 | 0 |  | 0 | 32 |  |  | * |  |  | None
5 | 85-GASK-B273BT | SQUARE GASKET 0.5" X 0.38" WATER TIGHT RUBBER SEAL TRIM-LOK P/N: B273BT SINGLE | 0 | Purchased Item | Active |  | 1 | 1 |  |  |  | Item | 42 | FT | 100 | 1 | 42 | Date |  |  | 2024-09-30 15:41 |  | * | [6 empty] | 42 |  | 1 | 5 |  | 0 | 6 |  |  | * |  |  | None | *
5 | 85-TAPE-0123 | 1"X 36 YD 3M VHB TAPE 4611 | 0 | Purchased Item | Active |  | 2 | 1 |  |  |  | Item | 16.81 | FT | 100 | 1 | 16.81 | Date |  |  | 2024-09-30 15:41 |  | * | [6 empty] | 16.81 |  | 1 | 30 |  | 0 | 31 |  |  | * |  |  | None | *
3 | - MCYS06-SMA-66159 | DOOR F DOUBLE - INSTALLATION HARDWARE | 0 | Sub-assembly | Active |  | 2 | 1 |  |  |  | Item | 1 | EA | 100 | 1 | 1 | Date |  |  | 2024-09-30 15:41 |  | * | [6 empty] | 1 |  | 1 | 0 |  | 0 | 42 |  |  | * |  |  | None | *
4 | 75-W-14-BN1458 | ZINC PLATED-NEOPRENE WASHER-9/32"ID - 5/8"OD | 0 | Purchased Item | Active |  | 1 | 1 |  |  |  | Item | 16 | EA | 100 | 1 | 16 | Date |  |  | 2024-09-30 15:41 |  | * | [6 empty] | 16 |  | 1 | 40 |  | 0 | 41 |  |  | * |  |  | None | *
4 | 75-SCWH-14-114 | 1/4-14x1 1/4" SELF DRILL S.H.W PL | 0 | Purchased Item | Active |  | 2 | 1 |  |  |  | Item | 57 | EA | 100 | 1 | 57 | Date |  |  | 2024-09-30 15:41 |  | * | [6 empty] | 57 |  | 1 | 20 |  | 0 | 21 |  |  | * |  |  | None | *
4 | 75-SCWR-818-34S | SELF DRILLING SCREW 8-18,3/4" LENGTH, 410 STAINLESS STEEL PAN HEAD PHILLIPS, PART NO. 0128165 | 0 | Purchased Item | Active |  | 3 | 1 |  |  |  | Item | 30 | EA | 100 | 1 | 30 | Date |  |  | 2024-09-30 15:41 |  | * | [6 empty] | 30 |  | 1 | 20 |  | 0 | 21 |  |  | * |  |  | None | *
3 | - IP-59298 | 16ga GA Brt coil 60 | L | Sub-assembly | Active |  | 3 | 1 |  |  |  | Item | 1 | EA | 100 | 1 | 1 | Date |  |  | 2024-09-30 15:41 |  | * | [6 empty] | 1 |  | 1 | 0.064923 |  | 0.064923 | 31.0649 |  |  | * |  |  | None | *
4 | 45-304L-C0110 | STEEL,304-L S/S,16 GA,60" COIL | 0 | Purchased Item | Active |  | 1 | 1 |  |  |  | Item | 2.7851 | SFT | 100 | 1 | 2.7851 | Date |  |  | 2024-09-30 15:41 |  | * | [6 empty] | 2.7851 |  | 1 | 10 |  | 0 | 11 |  |  | * |  |  | None | *
4 | IP-59298_DOC | 16ga GA Brt coil 60 | 0 | Reference Item - Document Management | Active |  | 11 | 1 |  |  |  | Item | 1 | EA | 100 | 1 | 1 | Date |  |  | 2024-09-30 15:41 |  | * | [6 empty] | 1 |  | 1 | 30 |  | 0 | 30 | [5 empty] | None
3 | - IP-59353 | 16ga GA Jkt coil 60 | L | Sub-assembly | Active |  | 4 | 1 |  |  |  | Item | 2 | EA | 100 | 1 | 2 | Date |  |  | 2024-09-30 15:41 |  | * | [6 empty] | 2 |  | 1 | 0.064923 |  | 0.064923 | 17.0649 |  |  | * |  |  | None | *
4 | 45-GALC-0225 | STEEL,JKT,A60,16 GA,60" COIL | 0 | Purchased Item | Active |  | 1 | 1 |  |  |  | Item | 2.4718 | SFT | 100 | 1 | 4.9436 | Date |  |  | 2024-09-30 15:41 |  | * | [6 empty] | 4.9436 |  | 1 | 15 |  | 0 | 16 |  |  | * |  |  | None | *
4 | IP-59353_DOC | 16ga GA Jkt coil 60 | 0 | Reference Item - Document Management | Active |  | 17 | 1 |  |  |  | Item | 1 | EA | 100 | 1 | 2 | Date |  |  | 2024-09-30 15:41 |  | * | [6 empty] | 2 |  | 1 |  |  | 0 | 0 | [5 empty] | None
3 | - IP-59352 | 16ga GA Jkt coil 60 | L | Sub-assembly | Active |  | 5 | 1 |  |  |  | Item | 2 | EA | 100 | 1 | 2 | Date |  |  | 2024-09-30 15:41 |  | * | [6 empty] | 2 |  | 1 | 0.064923 |  | 0.064923 | 21.0649 |  |  | * |  |  | None | *
4 | 45-GALC-0225 | STEEL,JKT,A60,16 GA,60" COIL | 0 | Purchased Item | Active |  | 1 | 1 |  |  |  | Item | 1.6623 | SFT | 100 | 1 | 3.3246 | Date |  |  | 2024-09-30 15:41 |  | * | [6 empty] | 3.3246 |  | 1 | 15 |  | 0 | 16 |  |  | * |  |  | None | *
4 | IP-59352_DOC | 16ga GA Jkt coil 60 | 0 | Reference Item - Document Management | Active |  | 16 | 1 |  |  |  | Item | 1 | EA | 100 | 1 | 2 | Date |  |  | 2024-09-30 15:41 |  | * | [6 empty] | 2 |  | 1 | 20 |  | 0 | 20 | [5 empty] | None
3 | - IP-59297 | 16ga GA Brt coil 60 | L | Sub-assembly | Active |  | 6 | 1 |  |  |  | Item | 1 | EA | 100 | 1 | 1 | Date |  |  | 2024-09-30 15:41 |  | * | [6 empty] | 1 |  | 1 | 0.064923 |  | 0.064923 | 12.0649 |  |  | * |  |  | None | *
4 | 45-304L-C0110 | STEEL,304-L S/S,16 GA,60" COIL | 0 | Purchased Item | Active |  | 1 | 1 |  |  |  | Item | 3.1015 | SFT | 100 | 1 | 3.1015 | Date |  |  | 2024-09-30 15:41 |  | * | [6 empty] | 3.1015 |  | 1 | 10 |  | 0 | 11 |  |  | * |  |  | None | *
4 | IP-59297_DOC | 16ga GA Brt coil 60 | 0 | Reference Item - Document Management | Active |  | 10 | 1 |  |  |  | Item | 1 | EA | 100 | 1 | 1 | Date |  |  | 2024-09-30 15:41 |  | * | [6 empty] | 1 |  | 1 |  |  | 0 | 0 | [5 empty] | None
3 | - IP-59296 | 16ga GA Brt coil 60 | L | Sub-assembly | Active |  | 7 | 1 |  |  |  | Item | 2 | EA | 100 | 1 | 2 | Date |  |  | 2024-09-30 15:41 |  | * | [6 empty] | 2 |  | 1 | 0.064923 |  | 0.064923 | 12.0649 |  |  | * |  |  | None | *
4 | 45-304L-C0110 | STEEL,304-L S/S,16 GA,60" COIL | 0 | Purchased Item | Active |  | 1 | 1 |  |  |  | Item | 1.6661 | SFT | 100 | 1 | 3.3321 | Date |  |  | 2024-09-30 15:41 |  | * | [6 empty] | 3.3321 |  | 1 | 10 |  | 0 | 11 |  |  | * |  |  | None | *
4 | IP-59296_DOC | 16ga GA Brt coil 60 | 0 | Reference Item - Document Management | Active |  | 9 | 1 |  |  |  | Item | 1 | EA | 100 | 1 | 2 | Date |  |  | 2024-09-30 15:41 |  | * | [6 empty] | 2 |  | 1 |  |  | 0 | 0 | [5 empty] | None
3 | - IP-60183 | 16ga GA Jkt coil 60 | A | Sub-assembly | Active |  | 8 | 1 |  |  |  | Item | 1 | EA | 100 | 1 | 1 | Date |  |  | 2024-09-30 15:41 |  | * | [6 empty] | 1 |  | 1 | 0.064923 |  | 0.064923 | 7.0649 |  |  | * |  |  | None | *
4 | 45-GALC-0200 | STEEL,JKT,A60,16 GA,48" COIL | 0 | Purchased Item | Active |  | 100009 | 1 |  |  |  | Item | 1.322 | SFT | 100 | 1 | 1.322 | Date |  |  | 2024-10-15 16:25 |  | * |  |  | WIP_APU-1 |  |  |  | 1.322 |  | 1 | 5 |  | 0 | 6 |  |  | * |  |  | None | *
3 | - MCYSC4-SMA-54725 | DOOR STOP - RIGHT JKT 1 | 0 | Sub-assembly | Active |  | 9 | 1 |  |  |  | Item | 1 | EA | 100 | 1 | 1 | Date |  |  | 2024-09-30 15:41 |  | * | [6 empty] | 1 |  | 1 | 0 |  | 0.064923 | 22 |  |  | * |  |  | None | *
4 | 75-RB-11438 | RUBBER BUMPER, RED, 1-1/4" DIA. X 1-1/4” HGT., 3/8"-16 THREADED HOLE, SHORE 85A, MCMASTER 9546K51 | 0 | Purchased Item | Active |  | 1 | 1 |  |  |  | Item | 1 | EA | 100 | 1 | 1 | Date |  |  | 2024-09-30 15:41 |  | * | [6 empty] | 1 |  | 1 | 5 |  | 0 | 6 |  |  | * |  |  | None | *
4 | 75-SCWH-14-114 | 1/4-14x1 1/4" SELF DRILL S.H.W PL | 0 | Purchased Item | Active |  | 2 | 1 |  |  |  | Item | 2 | EA | 100 | 1 | 2 | Date |  |  | 2024-09-30 15:41 |  | * | [6 empty] | 2 |  | 1 | 20 |  | 0 | 21 |  |  | * |  |  | None | *
4 | - IP-54721 | 16ga GA Jkt coil 60 | A | Sub-assembly | Active |  | 3 | 1 |  |  |  | Item | 1 | EA | 100 | 1 | 1 | Date |  |  | 2024-09-30 15:41 |  | * | [6 empty] | 1 |  | 1 | 0.064923 |  | 0.064923 | 17.0649 |  |  | * |  |  | None | *
5 | 45-GALV-0130 | STEEL,JKT,A60,12GA,60X120 | 0 | Purchased Item | Active |  | 100009 | 1 |  |  |  | Item | 0.25 | SFT | 100 | 1 | 0.25 | Date |  |  | 2024-10-15 09:59 |  | * |  |  | WIP_APU-1 |  |  |  | 0.25 |  | 1 | 15 |  | 0 | 16 |  |  | * |  |  | None | *
4 | 75-W-38-LOCK-P | Zinc Plated-Lock Washer-3/8" | 0 | Purchased Item | Active |  | 4 | 1 |  |  |  | Item | 1 | EA | 100 | 1 | 1 | Date |  |  | 2024-09-30 15:41 |  | * | [6 empty] | 1 |  | 1 | 20 |  | 0 | 21 |  |  | * |  |  | None | *
4 | 75-BH-381634-P | 3/8-16X3/4-HEX/BOLT-PLT-G5 | 0 | Purchased Item | Active |  | 5 | 1 |  |  |  | Item | 1 | EA | 100 | 1 | 1 | Date |  |  | 2024-09-30 15:41 |  | * | [6 empty] | 1 |  | 1 | 5 |  | 0 | 6 |  |  | * |  |  | None | *
4 | 75-W-38-FLAT-P | Zinc Plated-Flat Washer-3/8" | 0 | Purchased Item | Active |  | 6 | 1 |  |  |  | Item | 1 | EA | 100 | 1 | 1 | Date |  |  | 2024-09-30 15:41 |  | * | [6 empty] | 1 |  | 1 | 15 |  | 0 | 16 |  |  | * |  |  | None | *
3 | - MCYS06-SMA-66229 | LABELS DOOR F DOUBLE 2 - SUB ASSY | 0 | Sub-assembly | Active |  | 10 | 1 |  |  |  | Item | 1 | EA | 100 | 1 | 1 | Date |  |  | 2024-09-30 15:41 |  | * | [6 empty] | 1 |  | 1 | 0 |  | 0 | 127 |  |  | * |  |  | None | *
4 | 75-BR-146325A | 1/4" DIAMETER, 0.0630"-0.25" MATERIAL THICKNESS, ALUMINUM BLIND RIVET WITH ALUMINUM MANDREL MCMASTER# 97447A651 | 0 | Purchased Item | Active |  | 1 | 1 |  |  |  | Item | 2 | EA | 100 | 1 | 2 | Date |  |  | 2024-09-30 15:41 |  | * | [6 empty] | 2 |  | 1 | 125 |  | 0 | 126 |  |  | * |  |  | None | *
4 | - IP-57847 | ROWMARK ULTRA-MATTES BLACK/WHITE 1/8" ENGRAVING PLASTIC # 342402 | 0 | Sub-assembly | Active |  | 2 | 1 |  |  |  | Item | 1 | EA | 100 | 1 | 1 | Date |  |  | 2024-09-30 15:41 |  | * | [6 empty] | 1 |  | 1 | 0 |  | 0 | 7 |  |  | * |  |  | None | *
5 | 10-HOAL-SS0112 | ROWMARK ULTRA-MATTES BLACK/WHITE 1/8" ENGRAVING PLASTIC # 342402 | 0 | Purchased Item | Active |  | 1 | 1 |  |  |  | Item | 0.1125 | SFT | 100 | 1 | 0.1125 | Date |  |  | 2024-09-30 15:41 |  | * | [6 empty] | 0.1125 |  | 1 | 5 |  | 0 | 6 |  |  | * |  |  | None | *
4 | - IP-57854 | ROWMARK ULTRA-MATTES BLACK/WHITE 1/8" ENGRAVING PLASTIC # 342402 | 0 | Sub-assembly | Active |  | 3 | 1 |  |  |  | Item | 1 | EA | 100 | 1 | 1 | Date |  |  | 2024-09-30 15:41 |  | * | [6 empty] | 1 |  | 1 | 0 |  | 0 | 7 |  |  | * |  |  | None | *
5 | 10-HOAL-SS0112 | ROWMARK ULTRA-MATTES BLACK/WHITE 1/8" ENGRAVING PLASTIC # 342402 | 0 | Purchased Item | Active |  | 1 | 1 |  |  |  | Item | 0.1125 | SFT | 100 | 1 | 0.1125 | Date |  |  | 2024-09-30 15:41 |  | * | [6 empty] | 0.1125 |  | 1 | 5 |  | 0 | 6 |  |  | * |  |  | None | *
4 | - 194552P4 | LABEL HIGH SCCR WARNING | 3 | Purchased Item | Active |  | 4 | 1 |  |  |  | Item | 1 | EA | 100 | 1 | 1 | Date |  |  | 2024-10-12 |  | * | [6 empty] | 1 |  | 1 | 5 |  | 0 | 6 |  |  | * |  |  | None | *
5 | 168187 | PRE-PRINTED LABEL SPEC | 0 | Reference Item - Document Management | Active |  | 1 | 1 |  |  |  | Item | 0 | REF | 100 | 1 | 0 | Date |  |  | 2024-10-12 |  | * | CCO-80534 | [5 empty] | 0 |  | 1 | 5 |  | 0 | 5 | [5 empty] | None
5 | 194552 | LABELS FOR SCCR | _10 | Reference Item - Document Management | Active |  | 99999 | 1 |  |  |  | Item | 0 | EA | 100 | 1 | 0 | Date |  |  | 2024-10-12 |  | * | [6 empty] | 0 |  | 1 | 0 |  | 0 | 0 | [5 empty] | None
4 | - 1A12743P2 | WARN RISK ELEC SHOCK/ARC FLASH | 0 | Purchased Item | Active |  | 5 | 1 |  |  |  | Item | 1 | EA | 100 | 1 | 1 | Date |  |  | 2024-10-12 |  | * | [6 empty] | 1 |  | 1 | 5 |  | 0 | 6 |  |  | * |  |  | None | *
5 | 168187 | PRE-PRINTED LABEL SPEC | 0 | Reference Item - Document Management | Active |  | 1 | 1 |  |  |  | Item | 0 | REF | 100 | 1 | 0 | Date |  |  | 2024-10-12 |  | * | [6 empty] | 0 |  | 1 | 5 |  | 0 | 5 | [5 empty] | None
5 | 112743 | LABEL WARNING RISK ELEC SHOCK | 0 | Reference Item - Document Management | Active |  | 99999 | 1 |  |  |  | Item | 0 | EA | 100 | 1 | 0 | Date |  |  | 2024-10-12 |  | * | [6 empty] | 0 |  | 1 | 5 |  | 0 | 5 | [5 empty] | None
3 | - MCYSC4-SMA-54723 | DOOR STOP - LEFT JKT 1 | 0 | Sub-assembly | Active |  | 11 | 1 |  |  |  | Item | 1 | EA | 100 | 1 | 1 | Date |  |  | 2024-09-30 15:41 |  | * | [6 empty] | 1 |  | 1 | 0 |  | 0.064923 | 22 |  |  | * |  |  | None | *
4 | 75-RB-11438 | RUBBER BUMPER, RED, 1-1/4" DIA. X 1-1/4” HGT., 3/8"-16 THREADED HOLE, SHORE 85A, MCMASTER 9546K51 | 0 | Purchased Item | Active |  | 1 | 1 |  |  |  | Item | 1 | EA | 100 | 1 | 1 | Date |  |  | 2024-09-30 15:41 |  | * | [6 empty] | 1 |  | 1 | 5 |  | 0 | 6 |  |  | * |  |  | None | *
4 | 75-SCWH-14-114 | 1/4-14x1 1/4" SELF DRILL S.H.W PL | 0 | Purchased Item | Active |  | 2 | 1 |  |  |  | Item | 2 | EA | 100 | 1 | 2 | Date |  |  | 2024-09-30 15:41 |  | * | [6 empty] | 2 |  | 1 | 20 |  | 0 | 21 |  |  | * |  |  | None | *
4 | - IP-54719 | 16ga GA Jkt coil 60 | A | Sub-assembly | Active |  | 3 | 1 |  |  |  | Item | 1 | EA | 100 | 1 | 1 | Date |  |  | 2024-09-30 15:41 |  | * | [6 empty] | 1 |  | 1 | 0.064923 |  | 0.064923 | 17.0649 |  |  | * |  |  | None | *
5 | 45-GALV-0130 | STEEL,JKT,A60,12GA,60X120 | 0 | Purchased Item | Active |  | 100009 | 1 |  |  |  | Item | 0.025 | SFT | 100 | 1 | 0.025 | Date |  |  | 2024-10-15 09:58 |  | * |  |  | WIP_APU-1 |  |  |  | 0.025 |  | 1 | 15 |  | 0 | 16 |  |  | * |  |  | None | *
4 | 75-W-38-LOCK-P | Zinc Plated-Lock Washer-3/8" | 0 | Purchased Item | Active |  | 4 | 1 |  |  |  | Item | 1 | EA | 100 | 1 | 1 | Date |  |  | 2024-09-30 15:41 |  | * | [6 empty] | 1 |  | 1 | 20 |  | 0 | 21 |  |  | * |  |  | None | *
4 | 75-BH-381634-P | 3/8-16X3/4-HEX/BOLT-PLT-G5 | 0 | Purchased Item | Active |  | 5 | 1 |  |  |  | Item | 1 | EA | 100 | 1 | 1 | Date |  |  | 2024-09-30 15:41 |  | * | [6 empty] | 1 |  | 1 | 5 |  | 0 | 6 |  |  | * |  |  | None | *
4 | 75-W-38-FLAT-P | Zinc Plated-Flat Washer-3/8" | 0 | Purchased Item | Active |  | 6 | 1 |  |  |  | Item | 1 | EA | 100 | 1 | 1 | Date |  |  | 2024-09-30 15:41 |  | * | [6 empty] | 1 |  | 1 | 15 |  | 0 | 16 |  |  | * |  |  | None | *
2 | - MCYS06-SMA-66141 | FOAM DOOR SUB ASSY 12 | 0 | Sub-assembly | Active |  | 25 | 1 |  |  |  | Item | 1 | EA | 100 | 1 | 1 | Date |  |  | 2024-09-30 15:41 |  | * | [6 empty] | 1 |  | 1 | 0 |  | 2.9486 | 128 |  |  | * |  |  | None | *
3 | - IP-60335 | 16ga GA Jkt coil 60 | L | Sub-assembly | Active |  | 1 | 1 |  |  |  | Item | 2 | EA | 100 | 1 | 2 | Date |  |  | 2024-09-30 15:41 |  | * | [6 empty] | 2 |  | 1 | 0.064923 |  | 0.064923 | 17.0649 |  |  | * |  |  | None | *
4 | 45-GALC-0225 | STEEL,JKT,A60,16 GA,60" COIL | 0 | Purchased Item | Active |  | 1 | 1 |  |  |  | Item | 0.98171 | SFT | 100 | 1 | 1.9634 | Date |  |  | 2024-09-30 15:41 |  | * | [6 empty] | 1.9634 |  | 1 | 15 |  | 0 | 16 |  |  | * |  |  | None | *
4 | IP-60335_DOC | 16ga GA Jkt coil 60 | 0 | Reference Item - Document Management | Active |  | 22 | 1 |  |  |  | Item | 1 | EA | 100 | 1 | 2 | Date |  |  | 2024-09-30 15:41 |  | * | [6 empty] | 2 |  | 1 |  |  | 0 | 0 | [5 empty] | None
3 | - MCYS06-SMA-66230 | LABELS DOOR 12 - SUB ASSY | 0 | Sub-assembly | Active |  | 2 | 1 |  |  |  | Item | 1 | EA | 100 | 1 | 1 | Date |  |  | 2024-09-30 15:41 |  | * | [6 empty] | 1 |  | 1 | 0 |  | 0 | 127 |  |  | * |  |  | None | *
4 | 75-BR-146325A | 1/4" DIAMETER, 0.0630"-0.25" MATERIAL THICKNESS, ALUMINUM BLIND RIVET WITH ALUMINUM MANDREL MCMASTER# 97447A651 | 0 | Purchased Item | Active |  | 1 | 1 |  |  |  | Item | 2 | EA | 100 | 1 | 2 | Date |  |  | 2024-09-30 15:41 |  | * | [6 empty] | 2 |  | 1 | 125 |  | 0 | 126 |  |  | * |  |  | None | *
4 | - 301094P3 | LABEL WARNING HIGH SPEED FAN | 0 | Purchased Item | Active |  | 2 | 1 |  |  |  | Item | 1 | EA | 100 | 1 | 1 | Date |  |  | 2024-10-12 |  | * | [6 empty] | 1 |  | 1 | 5 |  | 0 | 6 |  |  | * |  |  | None | *
5 | 168187 | PRE-PRINTED LABEL SPEC | 0 | Reference Item - Document Management | Active |  | 1 | 1 |  |  |  | Item | 0 | REF | 100 | 1 | 0 | Date |  |  | 2024-10-12 |  | * | [6 empty] | 0 |  | 1 | 5 |  | 0 | 5 | [5 empty] | None
5 | 301094 | LABEL WARNING HIGH SPEED BLWR | 0 | Reference Item - Document Management | Active |  | 99999 | 1 |  |  |  | Item | 0 | EA | 100 | 1 | 0 | Date |  |  | 2024-10-12 |  | * | [6 empty] | 0 |  | 1 | 5 |  | 0 | 5 | [5 empty] | None
4 | - IP-57848 | ROWMARK ULTRA-MATTES BLACK/WHITE 1/8" ENGRAVING PLASTIC # 342402 | 0 | Sub-assembly | Active |  | 3 | 1 |  |  |  | Item | 1 | EA | 100 | 1 | 1 | Date |  |  | 2024-09-30 15:41 |  | * | [6 empty] | 1 |  | 1 | 0 |  | 0 | 7 |  |  | * |  |  | None | *
5 | 10-HOAL-SS0112 | ROWMARK ULTRA-MATTES BLACK/WHITE 1/8" ENGRAVING PLASTIC # 342402 | 0 | Purchased Item | Active |  | 1 | 1 |  |  |  | Item | 0.1125 | SFT | 100 | 1 | 0.1125 | Date |  |  | 2024-09-30 15:41 |  | * | [6 empty] | 0.1125 |  | 1 | 5 |  | 0 | 6 |  |  | * |  |  | None | *
4 | - IP-57855 | ROWMARK ULTRA-MATTES BLACK/WHITE 1/8" ENGRAVING PLASTIC # 342402 | 0 | Sub-assembly | Active |  | 4 | 1 |  |  |  | Item | 1 | EA | 100 | 1 | 1 | Date |  |  | 2024-09-30 15:41 |  | * | [6 empty] | 1 |  | 1 | 0 |  | 0 | 7 |  |  | * |  |  | None | *
5 | 10-HOAL-SS0112 | ROWMARK ULTRA-MATTES BLACK/WHITE 1/8" ENGRAVING PLASTIC # 342402 | 0 | Purchased Item | Active |  | 1 | 1 |  |  |  | Item | 0.1125 | SFT | 100 | 1 | 0.1125 | Date |  |  | 2024-09-30 15:41 |  | * | [6 empty] | 0.1125 |  | 1 | 5 |  | 0 | 6 |  |  | * |  |  | None | *
3 | - MCYSC4-SMA-60375 | DOOR STOP - RIGHT SS 1 | 0 | Sub-assembly | Active |  | 3 | 1 |  |  |  | Item | 1 | EA | 100 | 1 | 1 | Date |  |  | 2024-09-30 15:41 |  | * | [6 empty] | 1 |  | 1 | 0 |  | 0.064923 | 62 |  |  | * |  |  | None | *
4 | 75-RB-11438 | RUBBER BUMPER, RED, 1-1/4" DIA. X 1-1/4” HGT., 3/8"-16 THREADED HOLE, SHORE 85A, MCMASTER 9546K51 | 0 | Purchased Item | Active |  | 1 | 1 |  |  |  | Item | 1 | EA | 100 | 1 | 1 | Date |  |  | 2024-09-30 15:41 |  | * | [6 empty] | 1 |  | 1 | 5 |  | 0 | 6 |  |  | * |  |  | None | *
4 | 75-SCRW-S142034 | SCREW 1 4 X 20 X 3-4 | 0 | Purchased Item | Active |  | 2 | 1 |  |  |  | Item | 2 | EA | 100 | 1 | 2 | Date |  |  | 2024-09-30 15:41 |  | * | [6 empty] | 2 |  | 1 | 60 |  | 0 | 61 |  |  | * |  |  | None | *
4 | 75-W-38-LOCK-P | Zinc Plated-Lock Washer-3/8" | 0 | Purchased Item | Active |  | 3 | 1 |  |  |  | Item | 1 | EA | 100 | 1 | 1 | Date |  |  | 2024-09-30 15:41 |  | * | [6 empty] | 1 |  | 1 | 20 |  | 0 | 21 |  |  | * |  |  | None | *
4 | 75-BH-381634-P | 3/8-16X3/4-HEX/BOLT-PLT-G5 | 0 | Purchased Item | Active |  | 4 | 1 |  |  |  | Item | 1 | EA | 100 | 1 | 1 | Date |  |  | 2024-09-30 15:41 |  | * | [6 empty] | 1 |  | 1 | 5 |  | 0 | 6 |  |  | * |  |  | None | *
4 | - IP-60374 | 12ga SS 304L Solid 60x120 | A | Sub-assembly | Active |  | 5 | 1 |  |  |  | Item | 1 | EA | 100 | 1 | 1 | Date |  |  | 2024-09-30 15:41 |  | * | [6 empty] | 1 |  | 1 | 0.064923 |  | 0.064923 | 22.0649 |  |  | * |  |  | None | *
5 | 45-304L-0155 | STEEL,304L,S/S,12GA,60X120 | 0 | Purchased Item | Active |  | 1 | 1 |  |  |  | Item | 1 | SFT | 100 | 1 | 1 | Date |  |  | 2024-09-30 15:41 |  | * |  |  | WIP_APU-1 |  |  |  | 1 |  | 1 | 20 |  | 0 | 21 |  |  | * |  |  | None | *
4 | 75-W-38-FLAT-P | Zinc Plated-Flat Washer-3/8" | 0 | Purchased Item | Active |  | 6 | 1 |  |  |  | Item | 1 | EA | 100 | 1 | 1 | Date |  |  | 2024-09-30 15:41 |  | * | [6 empty] | 1 |  | 1 | 15 |  | 0 | 16 |  |  | * |  |  | None | *
3 | - IP-60336 | 16ga GA Jkt coil 60 | L | Sub-assembly | Active |  | 4 | 1 |  |  |  | Item | 2 | EA | 100 | 1 | 2 | Date |  |  | 2024-09-30 15:41 |  | * | [6 empty] | 2 |  | 1 | 0.064923 |  | 0.064923 | 17.0649 |  |  | * |  |  | None | *
4 | 45-GALC-0225 | STEEL,JKT,A60,16 GA,60" COIL | 0 | Purchased Item | Active |  | 1 | 1 |  |  |  | Item | 2.4518 | SFT | 100 | 1 | 4.9036 | Date |  |  | 2024-09-30 15:41 |  | * | [6 empty] | 4.9036 |  | 1 | 15 |  | 0 | 16 |  |  | * |  |  | None | *
4 | IP-60336_DOC | 16ga GA Jkt coil 60 | 0 | Reference Item - Document Management | Active |  | 23 | 1 |  |  |  | Item | 1 | EA | 100 | 1 | 2 | Date |  |  | 2024-09-30 15:41 |  | * | [6 empty] | 2 |  | 1 |  |  | 0 | 0 | [5 empty] | None
3 | - MCYS06-SMA-66160 | DOOR 12 - INSTALLATION HARDWARE | 0 | Sub-assembly | Active |  | 5 | 1 |  |  |  | Item | 1 | EA | 100 | 1 | 1 | Date |  |  | 2024-09-30 15:41 |  | * | [6 empty] | 1 |  | 1 | 0 |  | 0 | 42 |  |  | * |  |  | None | *
4 | 75-SCWR-818-34 | SELF DRILLING SCREW 8-18, 3/4" LENGTH, ZINC PLATED PAN HEAD PHILLIPS, PART NO. 94060A197 | 0 | Purchased Item | Active |  | 1 | 1 |  |  |  | Item | 24 | EA | 100 | 1 | 24 | Date |  |  | 2024-09-30 15:41 |  | * | [6 empty] | 24 |  | 1 | 40 |  | 0 | 41 |  |  | * |  |  | None | *
4 | 75-SCWH-14-114 | 1/4-14x1 1/4" SELF DRILL S.H.W PL | 0 | Purchased Item | Active |  | 2 | 1 |  |  |  | Item | 29 | EA | 100 | 1 | 29 | Date |  |  | 2024-09-30 15:41 |  | * | [6 empty] | 29 |  | 1 | 20 |  | 0 | 21 |  |  | * |  |  | None | *
3 | - IP-57641 | C-RG-61, MATERIAL: 16 GA JKT | A | Sub-assembly | Active |  | 6 | 1 |  |  |  | Item | 1 | EA | 100 | 1 | 1 | Date |  |  | 2024-09-30 15:41 |  | * | [6 empty] | 1 |  | 1 | 0.064923 |  | 0.064923 | 17.0649 |  |  | * |  |  | None | *
4 | 45-GALC-0225 | STEEL,JKT,A60,16 GA,60" COIL | 0 | Purchased Item | Active |  | 1 | 1 |  |  |  | Item | 0.822 | SFT | 100 | 1 | 0.822 | Date |  |  | 2024-09-30 15:41 |  | * | [6 empty] | 0.822 |  | 1 | 15 |  | 0 | 16 |  |  | * |  |  | None | *
3 | - MCYSC4-SMA-54755 | DOOR FOAM MAIN ASSY - 1323 - 25" x 72" - TB -IL | A | Sub-assembly | Active |  | 7 | 1 |  |  |  | Item | 1 | EA | 100 | 1 | 1 | Date |  |  | 2024-09-30 15:41 |  | * | [6 empty] | 1 |  | 1 | 2.8837 |  | 2.9486 | 65.8837 |  |  | * |  |  | None | *
4 | - MCYSC4-SMA-54716 | 7-PIN HANDLE OUT-SWING RIGHT | 0 | Sub-assembly | Active |  | 1 | 1 |  |  |  | Item | 1 | EA | 100 | 1 | 1 | Date |  |  | 2024-09-30 15:41 |  | * | [6 empty] | 1 |  | 1 | 0 |  | 0 | 62 |  |  | * |  |  | None | *
5 | 76-HAND-1819 | HANDLE DEFEATER | 0 | Purchased Item | Active |  | 2 | 1 |  |  |  | Item | 1 | EA | 100 | 1 | 1 | Date |  |  | 2024-09-30 15:41 |  | * | [6 empty] | 1 |  | 1 | 30 |  | 0 | 31 |  |  | * |  |  | None | *
5 | 76-HANDLE-0110 | Inside Door Handle - Red Hand Grip #265076-50 | 0 | Purchased Item | Active |  | 3 | 1 |  |  |  | Item | 1 | EA | 100 | 1 | 1 | Date |  |  | 2024-09-30 15:41 |  | * | [6 empty] | 1 |  | 1 | 60 |  | 0 | 61 |  |  | * |  |  | None | *
5 | 76-ROLLER-698 | LONG ROLLER CAM FOR .313 SHAFT, BLACK PLASTIC | 0 | Purchased Item | Active |  | 4 | 1 |  |  |  | Item | 1 | EA | 100 | 1 | 1 | Date |  |  | 2024-09-30 15:41 |  | * | [6 empty] | 1 |  | 1 | 40 |  | 0 | 41 |  |  | * |  |  | None | *
4 | - IP-60368 | 16ga GA Jkt coil 60 | A | Sub-assembly | Active |  | 2 | 1 |  |  |  | Item | 1 | EA | 100 | 1 | 1 | Date |  |  | 2024-09-30 15:41 |  | * | [6 empty] | 1 |  | 1 | 0.064923 |  | 0.064923 | 17.0649 |  |  | * |  |  | None | *
5 | 45-GALC-0225 | STEEL,JKT,A60,16 GA,60" COIL | 0 | Purchased Item | Active |  | 1 | 1 |  |  |  | Item | 0.25 | SFT | 100 | 1 | 0.25 | Date |  |  | 2024-09-30 15:41 |  | * | [6 empty] | 0.25 |  | 1 | 15 |  | 0 | 16 |  |  | * |  |  | None | *
4 | - IP-54701 | Aluminum 5052,0.040GA Width 45.748" EXTERIOR: Clear Conductive Gloss Only, HEAVY EMBOSSED; INTERIOR: Epoxy primer | 0 | Sub-assembly | Active |  | 3 | 1 |  |  |  | Item | 1 | EA | 100 | 1 | 1 | Date |  |  | 2024-09-30 15:41 |  | * | [6 empty] | 1 |  | 1 | 0.024346 |  | 0.024346 | 17.0243 |  |  | * |  |  | None | *
5 | 46-PRPCAL040EG1 | ALUMINUM 5052,0.040GA WIDTH 45.748" EXTERIOR: CLEAR CONDUCTIVE GLOSS ONLY, HEAVY EMBOSSED; INTERIOR: EPOXY PRIMER | 0 | Purchased Item | Active |  | 1 | 1 |  |  |  | Item | 12.165 | SFT | 100 | 1 | 12.165 | Date |  |  | 2024-09-30 15:41 |  | * | [6 empty] | 12.165 |  | 1 | 15 |  | 0 | 16 |  |  | * |  |  | None | *
4 | - IP-54707 | STEEL,304-L S/S,20 GA,60" COIL | 0 | Sub-assembly | Active |  | 4 | 1 |  |  |  | Item | 1 | EA | 100 | 1 | 1 | Date |  |  | 2024-09-30 15:41 |  | * | [6 empty] | 1 |  | 1 | 0 |  | 0 | 17 |  |  | * |  |  | None | *
5 | 45-304L-C0150 | STEEL,304-L S/S,20 GA,60" COIL | 0 | Purchased Item | Active |  | 1 | 1 |  |  |  | Item | 12.165 | SFT | 100 | 1 | 12.165 | Date |  |  | 2024-09-30 15:41 |  | * | [6 empty] | 12.165 |  | 1 | 15 |  | 0 | 16 |  |  | * |  |  | None | *
4 | - MCYSC4-SMA-54709 | BOOM FOAM EXTERNAL FRAME SUB ASSY TB | 0 | Sub-assembly | Active |  | 5 | 1 |  |  |  | Item | 1 | EA | 100 | 1 | 1 | Date |  |  | 2024-09-30 15:41 |  | * | [6 empty] | 1 |  | 1 | 0 |  | 0 | 53 |  |  | * |  |  | None | *
5 | - IP-54712 | 3" EXT. AL. DOOR FRAME, THERMAL BRAKE, (B) GRAY COATED, DIE # 12005 | 0 | Sub-assembly | Active |  | 1 | 1 |  |  |  | Item | 2 | EA | 100 | 1 | 2 | Date |  |  | 2024-09-30 15:41 |  | * | [6 empty] | 2 |  | 1 | 0 |  | 0 | 52 |  |  | * |  |  | None | *
6 | 76-AD-12005GTB | 3" EXT. AL. DOOR FRAME, THERMAL BRAKE, (B) GRAY COATED, DIE # 12005 | 0 | Purchased Item | Active |  | 1 | 1 |  |  |  | Item | 6.464 | FT | 100 | 1 | 12.928 | Date |  |  | 2024-09-30 15:41 |  | * | [6 empty] | 12.928 |  | 1 | 50 |  | 0 | 51 |  |  | * |  |  | None | *
5 | - IP-54711 | 3" EXT. AL. DOOR FRAME, THERMAL BRAKE, (B) GRAY COATED, DIE # 12005 | 0 | Sub-assembly | Active |  | 2 | 1 |  |  |  | Item | 2 | EA | 100 | 1 | 2 | Date |  |  | 2024-09-30 15:41 |  | * | [6 empty] | 2 |  | 1 | 0 |  | 0 | 52 |  |  | * |  |  | None | *
6 | 76-AD-12005GTB | 3" EXT. AL. DOOR FRAME, THERMAL BRAKE, (B) GRAY COATED, DIE # 12005 | 0 | Purchased Item | Active |  | 1 | 1 |  |  |  | Item | 2.547 | FT | 100 | 1 | 5.094 | Date |  |  | 2024-09-30 15:41 |  | * | [6 empty] | 5.094 |  | 1 | 50 |  | 0 | 51 |  |  | * |  |  | None | *
5 | 75-SCW-6201 | #6-20 X 1" SQUARE PAN HEAD SELF DRILLING SCREW 410 STAINLESS STEEL #2 POINT EPOXY PN 0176160 | 0 | Purchased Item | Active |  | 3 | 1 |  |  |  | Item | 8 | EA | 100 | 1 | 8 | Date |  |  | 2024-09-30 15:41 |  | * | [6 empty] | 8 |  | 1 | 20 |  | 0 | 21 |  |  | * |  |  | None | *
4 | - MCYSC4-SMA-54710 | BOOM FOAM INTERNAL FRAME SUB ASSY TB | 0 | Sub-assembly | Active |  | 6 | 1 |  |  |  | Item | 1 | EA | 100 | 1 | 1 | Date |  |  | 2024-09-30 15:41 |  | * | [6 empty] | 1 |  | 1 | 0 |  | 0 | 53 |  |  | * |  |  | None | *
5 | - IP-54714 | 3" AL. DOOR FRAME, THERMAL BRAKE, (A) GRAY COATED, DIE # 12003 | 0 | Sub-assembly | Active |  | 1 | 1 |  |  |  | Item | 2 | EA | 100 | 1 | 2 | Date |  |  | 2024-09-30 15:41 |  | * | [6 empty] | 2 |  | 1 | 0 |  | 0 | 52 |  |  | * |  |  | None | *
6 | 76-AD-12003GTB | 3" EXT. AL. DOOR FRAME, THERMAL BRAKE, (B) GRAY COATED, DIE # 12005 | 0 | Purchased Item | Active |  | 1 | 1 |  |  |  | Item | 6.224 | FT | 100 | 1 | 12.448 | Date |  |  | 2024-09-30 15:41 |  | * | [6 empty] | 12.448 |  | 1 | 50 |  | 0 | 51 |  |  | * |  |  | None | *
5 | - IP-54713 | 3" AL. DOOR FRAME, THERMAL BRAKE, (A) GRAY COATED, DIE # 12003 | 0 | Sub-assembly | Active |  | 2 | 1 |  |  |  | Item | 2 | EA | 100 | 1 | 2 | Date |  |  | 2024-09-30 15:41 |  | * | [6 empty] | 2 |  | 1 | 0 |  | 0 | 52 |  |  | * |  |  | None | *
6 | 76-AD-12003GTB | 3" EXT. AL. DOOR FRAME, THERMAL BRAKE, (B) GRAY COATED, DIE # 12005 | 0 | Purchased Item | Active |  | 1 | 1 |  |  |  | Item | 2.307 | FT | 100 | 1 | 4.614 | Date |  |  | 2024-09-30 15:41 |  | * | [6 empty] | 4.614 |  | 1 | 50 |  | 0 | 51 |  |  | * |  |  | None | *
5 | 75-SCW-6201 | #6-20 X 1" SQUARE PAN HEAD SELF DRILLING SCREW 410 STAINLESS STEEL #2 POINT EPOXY PN 0176160 | 0 | Purchased Item | Active |  | 3 | 1 |  |  |  | Item | 8 | EA | 100 | 1 | 8 | Date |  |  | 2024-09-30 15:41 |  | * | [6 empty] | 8 |  | 1 | 20 |  | 0 | 21 |  |  | * |  |  | None | *
4 | - MCYSC4-SMA-60373 | HANDLE ASSY FOAM DOOR INSWING RIGHT | 0 | Sub-assembly | Active |  | 7 | 1 |  |  |  | Item | 3 | EA | 100 | 1 | 3 | Date |  |  | 2024-09-30 15:41 |  | * | [6 empty] | 3 |  | 1 | 0 |  | 0 | 62 |  |  | * |  |  | None | *
5 | 75-NH-3816BPS | 3/8"-16 Distorted-Thread Flange Hex Locknut, Grade G, Black-Phosphate Steel, Mcmaster# 90949A031 | 0 | Purchased Item | Active |  | 1 | 1 |  |  |  | Item | 3 | EA | 100 | 1 | 9 | Date |  |  | 2024-09-30 15:41 |  | * | [6 empty] | 9 |  | 1 | 5 |  | 0 | 6 |  |  | * |  |  | None | *
5 | 76-RCAM-0100 | ROLLER CAM VH 2321S07-R01 #2321S07-R01 | 0 | Purchased Item | Active |  | 4 | 1 |  |  |  | Item | 1 | EA | 100 | 1 | 3 | Date |  |  | 2024-09-30 15:41 |  | * | [6 empty] | 3 |  | 1 | 40 |  | 0 | 41 |  |  | * |  |  | None | *
5 | 76-DOOR-P0003 | TINNERMAN NUT | 0 | Purchased Item | Active |  | 5 | 1 |  |  |  | Item | 1 | EA | 100 | 1 | 3 | Date |  |  | 2024-09-30 15:41 |  | * | [6 empty] | 3 |  | 1 | 30 |  | 0 | 31 |  |  | * |  |  | None | *
5 | 76-HANDLE-0110 | Inside Door Handle - Red Hand Grip #265076-50 | 0 | Purchased Item | Active |  | 6 | 1 |  |  |  | Item | 1 | EA | 100 | 1 | 3 | Date |  |  | 2024-09-30 15:41 |  | * | [6 empty] | 3 |  | 1 | 60 |  | 0 | 61 |  |  | * |  |  | None | *
5 | 76-ARM-2650 | Klimaflex Interlink Arm Allegis P/N 265079-10 | 0 | Purchased Item | Active |  | 9 | 1 |  |  |  | Item | 1 | EA | 100 | 1 | 3 | Date |  |  | 2024-09-30 15:41 |  | * | [6 empty] | 3 |  | 1 | 30 |  | 0 | 31 |  |  | * |  |  | None | *
5 | 76-HOUSING-S75 | KLIMAFLEX LATCH HOUSING 8MM SHAFT FOR 3"DOOR THICKNESS PN 265078-S75 | 0 | Finished Good - Buy | Active |  | 10 | 1 |  |  |  | Item | 1 | EA | 100 | 1 | 3 | Date |  |  | 2024-09-30 15:41 |  | * | [6 empty] | 3 |  | 1 | 40 |  | 0 | 41 |  |  | * |  |  | None | *
5 | 76-HANDLE-0120 | HANDLE STANDARD INSWING | 0 | Purchased Item | Active |  | 11 | 1 |  |  |  | Item | 1 | EA | 100 | 1 | 3 | Date |  |  | 2024-09-30 15:41 |  | * | [6 empty] | 3 |  | 1 | 60 |  | 0 | 61 |  |  | * |  |  | None | *
4 | - MCYSC4-SMA-54690 | HINGE SUB ASSY - FOAM DOOR | 0 | Sub-assembly | Active |  | 8 | 1 |  |  |  | Item | 4 | EA | 100 | 1 | 4 | Date |  |  | 2024-09-30 15:41 |  | * | [6 empty] | 4 |  | 1 | 0 |  | 0 | 32 |  |  | * |  |  | None | *
5 | 76-HING-AC0210 | Part of Assembly ALLEGIS HINGE #AC0210-T2 | 0 | Purchased Item | Active |  | 1 | 1 |  |  |  | Item | 1 | EA | 100 | 1 | 4 | Date |  |  | 2024-09-30 15:41 |  | * | [6 empty] | 4 |  | 1 | 30 |  | 0 | 31 |  |  | * |  |  | None | *
5 | 75-BPH-142012 | 1/4"-20 X 1/2", 410 STAINLESS STEEL THREAD-CUTTING SCREW, PHILLIPS HEAD # 98273A355 | 0 | Purchased Item | Active |  | 2 | 1 |  |  |  | Item | 6 | EA | 100 | 1 | 24 | Date |  |  | 2024-09-30 15:41 |  | * | [6 empty] | 24 |  | 1 | 25 |  | 0 | 26 |  |  | * |  |  | None | *
4 | 75-SCWH-14-114S | 1/4-14X1 1/4"S.DRILL HEAX HEAD 410SS | 0 | Purchased Item | Active |  | 9 | 1 |  |  |  | Item | 6 | EA | 100 | 1 | 6 | Date |  |  | 2024-09-30 15:41 |  | * | [6 empty] | 6 |  | 1 | 20 |  | 0 | 21 |  |  | * |  |  | None | *
4 | - IP-54700 | R-max Polyisocyanurate Foam Board, 2.5lbs/ft3, GRF faced, 2.0” thick, 43 x 120” | 0 | Sub-assembly | Active |  | 10 | 1 |  |  |  | Item | 1 | EA | 100 | 1 | 1 | Date |  |  | 2024-09-30 15:41 |  | * | [6 empty] | 1 |  | 1 | 0 |  | 0 | 17 |  |  | * |  |  | None | *
5 | 35-INSU-RM24312 | R-MAX POLYISOCYANURATE FOAM BOARD, 2.5LBS/FT3, GRF FACED, 2.0” THICK, 43 X 120” | 0 | Purchased Item | Active |  | 1 | 1 |  |  |  | Item | 12.165 | SFT | 100 | 1 | 12.165 | Date |  |  | 2024-09-30 15:41 |  | * | [6 empty] | 12.165 |  | 1 | 15 |  | 0 | 16 |  |  | * |  |  | None | *
4 | - IP-60453 | 0.063 AL Solid coil 60 | A | Sub-assembly | Active |  | 11 | 1 |  |  |  | Item | 1 | EA | 100 | 1 | 1 | Date |  |  | 2024-09-30 15:41 |  | * | [6 empty] | 1 |  | 1 | 0.064923 |  | 0.064923 | 17.0649 |  |  | * |  |  | None | *
5 | 45-A03C063-60 | ALUMINUM,3003,.063",60" COIL | 0 | Purchased Item | Active |  | 1 | 1 |  |  |  | Item | 0.032 | SFT | 100 | 1 | 0.032 | Date |  |  | 2024-09-30 15:41 |  | * | [6 empty] | 0.032 |  | 1 | 15 |  | 0 | 16 |  |  | * |  |  | None | *
4 | 75-SCWH-14-34SS | 304 STAINLESS STEEL-TEK SCREW-1/4"-14 THREADS PER INCH X 3/4" LONG | 0 | Purchased Item | Active |  | 12 | 1 |  |  |  | Item | 2 | EA | 100 | 1 | 2 | Date |  |  | 2024-09-30 15:41 |  | * | [6 empty] | 2 |  | 1 | 20 |  | 0 | 21 |  |  | * |  |  | None | *
4 | - MCYS06-SVA-66265 | SUB ASSY VIRTUAL PARTS DOORS | 0 | Phantom item | Active |  | 13 | 1 |  |  |  | Item | 1 | EA | 100 | 1 | 1 | Date |  |  | 2024-09-30 15:41 |  | * | [6 empty] | 1 |  | 1 | 0 |  | 0 | 32 |  |  | * |  |  | None
5 | 85-ADH-3M-740G2 | 3M HYBRID SEALANT 740 (GRAY), 290ML. CASTRIDGE | 0 | Purchased Item | Active |  | 1 | 1 |  |  |  | Item | 1 | EA | 100 | 1 | 1 | Date |  |  | 2024-09-30 15:41 |  | * | [6 empty] | 1 |  | 1 | 30 |  | 0 | 31 |  |  | * |  |  | None | *
5 | 85-GASK-B273BT | SQUARE GASKET 0.5" X 0.38" WATER TIGHT RUBBER SEAL TRIM-LOK P/N: B273BT SINGLE | 0 | Purchased Item | Active |  | 2 | 1 |  |  |  | Item | 35 | FT | 100 | 1 | 35 | Date |  |  | 2024-09-30 15:41 |  | * | [6 empty] | 35 |  | 1 | 5 |  | 0 | 6 |  |  | * |  |  | None | *
5 | 85-ADH-3M-550G | 3M POLYURETHANE ADHESIVE SEALANT 550 FAST CURE GRAY, 10.5 OZ CASTRIDGE | 0 | Purchased Item | Active |  | 3 | 1 |  |  |  | Item | 1 | EA | 100 | 1 | 1 | Date |  |  | 2024-09-30 15:41 |  | * | [6 empty] | 1 |  | 1 | 30 |  | 0 | 31 |  |  | * |  |  | None | *
2 | - MCYS06-SMA-66180 | ELI DAMPER LOWER 4 EBS | A | Sub-assembly | Active |  | 26 | 1 |  |  |  | Item | 1 | EA | 100 | 1 | 1 | Date |  |  | 2024-09-30 15:41 |  | * | [6 empty] | 1 |  | 1 | 1.0821 |  | 1.147 | 56.0821 |  |  | * |  |  | None | *
3 | - IP-57858 | Actuator Label | 0 | Sub-assembly | Active |  | 2 | 1 |  |  |  | Item | 1 | EA | 100 | 1 | 1 | Date |  |  | 2024-09-30 15:41 |  | * | [6 empty] | 1 |  | 1 | 0 |  | 0 | 32 |  |  | * |  |  | None | *
4 | 75-TAGS-23210 | BLANK TAGS, BRASS, ROUND, 1-1/2" X 1-1/2", (25 PK) PN 15Y745 | 0 | Purchased Item | Active |  | 1 | 1 |  |  |  | Item | 1 | EA | 100 | 1 | 1 | Date |  |  | 2024-09-30 15:41 |  | * | [6 empty] | 1 |  | 1 | 30 |  | 0 | 31 |  |  | * |  |  | None | *
3 | 75-SCWH-14-114 | 1/4-14x1 1/4" SELF DRILL S.H.W PL | 0 | Purchased Item | Active |  | 3 | 1 |  |  |  | Item | 20 | EA | 100 | 1 | 20 | Date |  |  | 2024-09-30 15:41 |  | * | [6 empty] | 20 |  | 1 | 20 |  | 0 | 21 |  |  | * |  |  | None | *
3 | 80-ACT-GCA1611U | DAMPER ACTUATOR W/FEEDBACK OU | 0 | Purchased Item | Active |  | 5 | 1 |  |  |  | Item | 1 | EA | 100 | 1 | 1 | Date |  |  | 2024-09-30 15:41 |  | * | [6 empty] | 1 |  | 1 | 40 |  | 0 | 41 |  |  | * |  |  | None | *
3 | - MCYS06-SMA-66181 | 64.5" X 31.5" DAMPER | 0 | Sub-assembly | Active |  | 6 | 1 |  |  |  | Item | 1 | EA | 100 | 1 | 1 | Date |  |  | 2024-09-30 15:41 |  | * | [6 empty] | 1 |  | 1 | 0 |  | 0.064923 | 54 |  |  | * |  |  | None | *
4 | - IP-54558 | STEEL,GALV,G90,16 GA,48" COIL | A | Sub-assembly | Active |  | 1 | 1 |  |  |  | Item | 2 | EA | 100 | 1 | 2 | Date |  |  | 2024-09-30 15:41 |  | * | [6 empty] | 2 |  | 1 | 0.064923 |  | 0.064923 | 17.0649 |  |  | * |  |  | None | *
5 | 45-GALC-0250 | STEEL,GALV,G90,16 GA,48" COIL | 0 | Purchased Item | Active |  | 1 | 1 |  |  |  | Item | 0.357 | SFT | 100 | 1 | 0.714 | Date |  |  | 2024-09-30 15:41 |  | * | [6 empty] | 0.714 |  | 1 | 15 |  | 0 | 16 |  |  | * |  |  | None | *
4 | - IP-54559 | STEEL,GALV,G90,14 GA,48" COIL | 0 | Sub-assembly | Active |  | 2 | 1 |  |  |  | Item | 2 | EA | 100 | 1 | 2 | Date |  |  | 2024-09-30 15:41 |  | * | [6 empty] | 2 |  | 1 | 0.064923 |  | 0.064923 | 17.0649 |  |  | * |  |  | None | *
5 | 45-GALC-0510 | STEEL,GALV,G90,14 GA,48" COIL | 0 | Purchased Item | Active |  | 1 | 1 |  |  |  | Item | 0.5 | SFT | 100 | 1 | 1 | Date |  |  | 2024-09-30 15:41 |  | * |  |  | WIP_APU-1 |  |  |  | 1 |  | 1 | 15 |  | 0 | 16 |  |  | * |  |  | None | *
5 | IP-54559_DOC | STEEL,GALV,G90,14 GA,48" COIL | 0 | Reference Item - Document Management | Active |  | 99999 | 1 |  |  |  | Item | 1 | EA | 100 | 1 | 2 | Date |  |  | 2024-09-30 15:41 |  | * | [6 empty] | 2 |  | 1 |  |  | 0 | 0 | [5 empty] | None
4 | - SHAFT | ZINC PLATED SQUARE BAR 3/8""x72"" | 0 | Sub-assembly | Active |  | 3 | 1 |  |  |  | Item | 1 | EA | 100 | 1 | 1 | Date |  |  | 2024-09-30 15:41 |  | * | [6 empty] | 1 |  | 1 | 0 |  | 0 | 17 |  |  | * |  |  | None | *
5 | 40-SB-3872-ZP | SQUARE BAR - C1018 - ZINC PLATED - 3/8" DIA X 72" | 0 | Purchased Item | Active |  | 1 | 1 |  |  |  | Item | 0.448 | FT | 100 | 1 | 0.448 | Date |  |  | 2024-09-30 15:41 |  | * | [6 empty] | 0.448 |  | 1 | 15 |  | 0 | 16 |  |  | * |  |  | None | *
4 | 75-W-14-FLAT-P | Zinc Plated-Flat Washer-1/4" | 0 | Purchased Item | Active |  | 4 | 1 |  |  |  | Item | 28 | EA | 100 | 1 | 28 | Date |  |  | 2024-09-30 15:41 |  | * | [6 empty] | 28 |  | 1 | 25 |  | 0 | 26 |  |  | * |  |  | None | *
4 | - MCYSC4-SMA-54557 | BLADE SUB-ASSY MCYSC4 54557 | 0 | Sub-assembly | Active |  | 5 | 1 |  |  |  | Item | 6 | EA | 100 | 1 | 6 | Date |  |  | 2024-09-30 15:41 |  | * | [6 empty] | 6 |  | 1 | 0 |  | 0 | 53 |  |  | * |  |  | None | *
5 | - IP-54556 | SINGLE/DOUBLE DAMPER GASKET BULB DAMPER BLADE SEAL #092010A | 0 | Sub-assembly | Active |  | 7 | 1 |  |  |  | Item | 1 | EA | 100 | 1 | 6 | Date |  |  | 2024-09-30 15:41 |  | * | [6 empty] | 6 |  | 1 | 0 |  | 0 | 52 |  |  | * |  |  | None | *
6 | 80-DAMP-092010A | SINGLE/DOUBLE DAMPER GASKET BULB DAMPER BLADE SEAL #092010A | 0 | Purchased Item | Active |  | 1 | 1 |  |  |  | Item | 2.599 | FT | 100 | 1 | 15.594 | Date |  |  | 2024-09-30 15:41 |  | * | [6 empty] | 15.594 |  | 1 | 50 |  | 0 | 51 |  |  | * |  |  | None | *
5 | - IP-54555 | Extruded Aluminum, AF Damper blade, clear anodized, 20' | 0 | Sub-assembly | Active |  | 8 | 1 |  |  |  | Item | 1 | EA | 100 | 1 | 6 | Date |  |  | 2024-09-30 15:41 |  | * | [6 empty] | 6 |  | 1 | 0 |  | 0 | 52 |  |  | * |  |  | None | *
6 | 80-DAMP-0270 | EXTRUDED ALUM. AF DAMPER BLADE. CLEAR ANODIZED. | 0 | Purchased Item | Active |  | 1 | 1 |  |  |  | Item | 2.599 | FT | 100 | 1 | 15.594 | Date |  |  | 2024-09-30 15:41 |  | * | [6 empty] | 15.594 |  | 1 | 50 |  | 0 | 51 |  |  | * |  |  | None | *
5 | - IP-69818 | STEEL,GALV,G90,10GA,48x120 | 0 | Sub-assembly | Active |  | 10 | 1 |  |  |  | Item | 2 | EA | 100 | 1 | 12 | Date |  |  | 2024-09-30 15:41 |  | * | [6 empty] | 12 |  | 1 | 0 |  | 0 | 12 |  |  | * |  |  | None | *
6 | 45-GALV-0305 | STEEL,GALV,G90,10GA,48X120 | 0 | Purchased Item | Active |  | 1 | 1 |  |  |  | Item | 0.012 | SFT | 100 | 1 | 0.144 | Date |  |  | 2024-09-30 15:41 |  | * | [6 empty] | 0.144 |  | 1 | 10 |  | 0 | 11 |  |  | * |  |  | None | *
5 | 75-FAST-0251 | ZINC PLATED - CLEVIS PIN - 1/4" X 1/2" | 0 | Purchased Item | Active |  | 11 | 1 |  |  |  | Item | 2 | EA | 100 | 1 | 12 | Date |  |  | 2024-09-30 15:41 |  | * | [6 empty] | 12 |  | 1 | 15 |  | 0 | 16 |  |  | * |  |  | None | *
5 | - ENDSHAFT | ZINC PLATED SQUARE BAR 3/8""x72"" | 0 | Sub-assembly | Active |  | 12 | 1 |  |  |  | Item | 2 | EA | 100 | 1 | 12 | Date |  |  | 2024-09-30 15:41 |  | * | [6 empty] | 12 |  | 1 | 0 |  | 0 | 17 |  |  | * |  |  | None | *
6 | 40-SB-3872-ZP | SQUARE BAR - C1018 - ZINC PLATED - 3/8" DIA X 72" | 0 | Purchased Item | Active |  | 1 | 1 |  |  |  | Item | 0.25 | FT | 100 | 1 | 3 | Date |  |  | 2024-09-30 15:41 |  | * | [6 empty] | 3 |  | 1 | 15 |  | 0 | 16 |  |  | * |  |  | None | *
5 | 80-BUSHING-3/8 | BUSHING - NYLON - GALVANIZED G90 - 0.38 DIAMETER - XX.X LENGTH | 0 | Purchased Item | Active |  | 13 | 1 |  |  |  | Item | 2 | EA | 100 | 1 | 12 | Date |  |  | 2024-09-30 15:41 |  | * | [6 empty] | 12 |  | 1 | 40 |  | 0 | 41 |  |  | * |  |  | None | *
4 | - MCYSC4-SMA-54573 | BLADE SUB ASSY OP2 54573 | 0 | Sub-assembly | Active |  | 6 | 1 |  |  |  | Item | 5 | EA | 100 | 1 | 5 | Date |  |  | 2024-09-30 15:41 |  | * | [6 empty] | 5 |  | 1 | 0 |  | 0 | 53 |  |  | * |  |  | None | *
5 | - IP-54556 | SINGLE/DOUBLE DAMPER GASKET BULB DAMPER BLADE SEAL #092010A | 0 | Sub-assembly | Active |  | 7 | 1 |  |  |  | Item | 1 | EA | 100 | 1 | 5 | Date |  |  | 2024-09-30 15:41 |  | * | [6 empty] | 5 |  | 1 | 0 |  | 0 | 52 |  |  | * |  |  | None | *
6 | 80-DAMP-092010A | SINGLE/DOUBLE DAMPER GASKET BULB DAMPER BLADE SEAL #092010A | 0 | Purchased Item | Active |  | 1 | 1 |  |  |  | Item | 2.599 | FT | 100 | 1 | 12.995 | Date |  |  | 2024-09-30 15:41 |  | * | [6 empty] | 12.995 |  | 1 | 50 |  | 0 | 51 |  |  | * |  |  | None | *
5 | - IP-54555 | Extruded Aluminum, AF Damper blade, clear anodized, 20' | 0 | Sub-assembly | Active |  | 8 | 1 |  |  |  | Item | 1 | EA | 100 | 1 | 5 | Date |  |  | 2024-09-30 15:41 |  | * | [6 empty] | 5 |  | 1 | 0 |  | 0 | 52 |  |  | * |  |  | None | *
6 | 80-DAMP-0270 | EXTRUDED ALUM. AF DAMPER BLADE. CLEAR ANODIZED. | 0 | Purchased Item | Active |  | 1 | 1 |  |  |  | Item | 2.599 | FT | 100 | 1 | 12.995 | Date |  |  | 2024-09-30 15:41 |  | * | [6 empty] | 12.995 |  | 1 | 50 |  | 0 | 51 |  |  | * |  |  | None | *
5 | - IP-69818 | STEEL,GALV,G90,10GA,48x120 | 0 | Sub-assembly | Active |  | 10 | 1 |  |  |  | Item | 2 | EA | 100 | 1 | 10 | Date |  |  | 2024-09-30 15:41 |  | * | [6 empty] | 10 |  | 1 | 0 |  | 0 | 12 |  |  | * |  |  | None | *
6 | 45-GALV-0305 | STEEL,GALV,G90,10GA,48X120 | 0 | Purchased Item | Active |  | 1 | 1 |  |  |  | Item | 0.012 | SFT | 100 | 1 | 0.12 | Date |  |  | 2024-09-30 15:41 |  | * | [6 empty] | 0.12 |  | 1 | 10 |  | 0 | 11 |  |  | * |  |  | None | *
5 | 75-FAST-0251 | ZINC PLATED - CLEVIS PIN - 1/4" X 1/2" | 0 | Purchased Item | Active |  | 11 | 1 |  |  |  | Item | 2 | EA | 100 | 1 | 10 | Date |  |  | 2024-09-30 15:41 |  | * | [6 empty] | 10 |  | 1 | 15 |  | 0 | 16 |  |  | * |  |  | None | *
5 | - ENDSHAFT | ZINC PLATED SQUARE BAR 3/8""x72"" | 0 | Sub-assembly | Active |  | 12 | 1 |  |  |  | Item | 2 | EA | 100 | 1 | 10 | Date |  |  | 2024-09-30 15:41 |  | * | [6 empty] | 10 |  | 1 | 0 |  | 0 | 17 |  |  | * |  |  | None | *
6 | 40-SB-3872-ZP | SQUARE BAR - C1018 - ZINC PLATED - 3/8" DIA X 72" | 0 | Purchased Item | Active |  | 1 | 1 |  |  |  | Item | 0.25 | FT | 100 | 1 | 2.5 | Date |  |  | 2024-09-30 15:41 |  | * | [6 empty] | 2.5 |  | 1 | 15 |  | 0 | 16 |  |  | * |  |  | None | *
5 | 80-BUSHING-3/8 | BUSHING - NYLON - GALVANIZED G90 - 0.38 DIAMETER - XX.X LENGTH | 0 | Purchased Item | Active |  | 13 | 1 |  |  |  | Item | 2 | EA | 100 | 1 | 10 | Date |  |  | 2024-09-30 15:41 |  | * | [6 empty] | 10 |  | 1 | 40 |  | 0 | 41 |  |  | * |  |  | None | *
4 | - IP-69817 | STEEL,GALV,G90,12GA,48x96 | 0 | Sub-assembly | Active |  | 7 | 1 |  |  |  | Item | 10 | EA | 100 | 1 | 10 | Date |  |  | 2024-09-30 15:41 |  | * | [6 empty] | 10 |  | 1 | 0 |  | 0 | 22 |  |  | * |  |  | None | *
5 | 45-GALV-0310 | STEEL,GALV,G90,12GA,48X96 | 0 | Purchased Item | Active |  | 1 | 1 |  |  |  | Item | 0.025 | SFT | 100 | 1 | 0.25 | Date |  |  | 2024-09-30 15:41 |  | * | [6 empty] | 0.25 |  | 1 | 20 |  | 0 | 21 |  |  | * |  |  | None | *
4 | - IP-60416 | STEEL,GALV,G90,16 GA,48" COIL | A | Sub-assembly | Active |  | 9 | 1 |  |  |  | Item | 1 | EA | 100 | 1 | 1 | Date |  |  | 2024-09-30 15:41 |  | * | [6 empty] | 1 |  | 1 | 0.064923 |  | 0.064923 | 17.0649 |  |  | * |  |  | None | *
5 | 45-GALC-0250 | STEEL,GALV,G90,16 GA,48" COIL | 0 | Purchased Item | Active |  | 1 | 1 |  |  |  | Item | 3 | SFT | 100 | 1 | 3 | Date |  |  | 2024-09-30 15:41 |  | * |  |  | WIP_APU-1 |  |  |  | 3 |  | 1 | 15 |  | 0 | 16 |  |  | * |  |  | None | *
4 | - IP-69816 | STEEL,GALV,G90,16 GA,48" COIL | 0 | Sub-assembly | Active |  | 10 | 1 |  |  |  | Item | 4 | EA | 100 | 1 | 4 | Date |  |  | 2024-09-30 15:41 |  | * | [6 empty] | 4 |  | 1 | 0 |  | 0 | 17 |  |  | * |  |  | None | *
5 | 45-GALC-0250 | STEEL,GALV,G90,16 GA,48" COIL | 0 | Purchased Item | Active |  | 1 | 1 |  |  |  | Item | 0.04 | SFT | 100 | 1 | 0.16 | Date |  |  | 2024-09-30 15:41 |  | * | [6 empty] | 0.16 |  | 1 | 15 |  | 0 | 16 |  |  | * |  |  | None | *
4 | - IP-54554 | STEEL,GALV,G90,16 GA,48" COIL | A | Sub-assembly | Active |  | 11 | 1 |  |  |  | Item | 1 | EA | 100 | 1 | 1 | Date |  |  | 2024-09-30 15:41 |  | * | [6 empty] | 1 |  | 1 | 0.064923 |  | 0.064923 | 17.0649 |  |  | * |  |  | None | *
5 | 45-GALC-0250 | STEEL,GALV,G90,16 GA,48" COIL | 0 | Purchased Item | Active |  | 1 | 1 |  |  |  | Item | 3 | SFT | 100 | 1 | 3 | Date |  |  | 2024-09-30 15:41 |  | * |  |  | WIP_APU-1 |  |  |  | 3 |  | 1 | 15 |  | 0 | 16 |  |  | * |  |  | None | *
4 | 75-SCWH-14-34 | 1/4-14x3/4" SELF DRILL HEX S.H.W PL | 0 | Purchased Item | Active |  | 12 | 1 |  |  |  | Item | 16 | EA | 100 | 1 | 16 | Date |  |  | 2024-09-30 15:41 |  | * | [6 empty] | 16 |  | 1 | 20 |  | 0 | 21 |  |  | * |  |  | None | *
4 | - IP-54553 | STEEL,GALV,G90,16 GA,48" COIL | A | Sub-assembly | Active |  | 13 | 1 |  |  |  | Item | 2 | EA | 100 | 1 | 2 | Date |  |  | 2024-09-30 15:41 |  | * | [6 empty] | 2 |  | 1 | 0.064923 |  | 0.064923 | 17.0649 |  |  | * |  |  | None | *
5 | 45-GALC-0250 | STEEL,GALV,G90,16 GA,48" COIL | 0 | Purchased Item | Active |  | 1 | 1 |  |  |  | Item | 5.25 | SFT | 100 | 1 | 10.5 | Date |  |  | 2024-09-30 15:41 |  | * |  |  | WIP_APU-1 |  |  |  | 10.5 |  | 1 | 15 |  | 0 | 16 |  |  | * |  |  | None | *
4 | 75-SWHS-14-34 | #14 X 3/4 S-HWH SMS HRD STL ZN | 0 | Purchased Item | Active |  | 14 | 1 |  |  |  | Item | 12 | EA | 100 | 1 | 12 | Date |  |  | 2024-09-30 15:41 |  | * | [6 empty] | 12 |  | 1 | 20 |  | 0 | 21 |  |  | * |  |  | None | *
4 | 75-FAST-0242 | 304 STAINLESS STEEL - COTTER PIN - 1/16" X 1/2" | 0 | Purchased Item | Active |  | 15 | 1 |  |  |  | Item | 28 | EA | 100 | 1 | 28 | Date |  |  | 2024-09-30 15:41 |  | * | [6 empty] | 28 |  | 1 | 5 |  | 0 | 6 |  |  | * |  |  | None | *
4 | - IP-54560 | S/S ARC END SEAL #5/8 HOLE 5-3/4 12' | 0 | Sub-assembly | Active |  | 16 | 1 |  |  |  | Item | 2 | EA | 100 | 1 | 2 | Date |  |  | 2024-09-30 15:41 |  | * | [6 empty] | 2 |  | 1 | 0 |  | 0 | 52 |  |  | * |  |  | None | *
5 | 80-DAMP-0188 | ARC END SEAL - 30 GA. STAINLESS STEEL | 0 | Purchased Item | Active |  | 1 | 1 |  |  |  | Item | 5.375 | FT | 100 | 1 | 10.75 | Date |  |  | 2024-09-30 15:41 |  | * | [6 empty] | 10.75 |  | 1 | 50 |  | 0 | 51 |  |  | * |  |  | None | *
5 | IP-54560_DOC | S/S ARC END SEAL #5/8 HOLE 5-3/4 12' | 0 | Reference Item - Document Management | Active |  | 99999 | 1 |  |  |  | Item | 1 | EA | 100 | 1 | 2 | Date |  |  | 2024-09-30 15:41 |  | * | [6 empty] | 2 |  | 1 |  |  | 0 | 0 | [5 empty] | None
4 | - IP-54574 | STEEL,GALV,G90,14 GA,48" COIL | 0 | Sub-assembly | Active |  | 17 | 1 |  |  |  | Item | 2 | EA | 100 | 1 | 2 | Date |  |  | 2024-09-30 15:41 |  | * | [6 empty] | 2 |  | 1 | 0.064923 |  | 0.064923 | 17.0649 |  |  | * |  |  | None | *
5 | 45-GALC-0510 | STEEL,GALV,G90,14 GA,48" COIL | 0 | Purchased Item | Active |  | 1 | 1 |  |  |  | Item | 0.25 | SFT | 100 | 1 | 0.5 | Date |  |  | 2024-09-30 15:41 |  | * |  |  | WIP_APU-1 |  |  |  | 0.5 |  | 1 | 15 |  | 0 | 16 |  |  | * |  |  | None | *
5 | IP-54574_DOC | STEEL,GALV,G90,14 GA,48" COIL | 0 | Reference Item - Document Management | Active |  | 99999 | 1 |  |  |  | Item | 1 | EA | 100 | 1 | 2 | Date |  |  | 2024-09-30 15:41 |  | * | [6 empty] | 2 |  | 1 |  |  | 0 | 0 | [5 empty] | None
4 | - MCYS06-SVA-66264 | SUB ASSY VIRTUAL PARTS DAMPERS | 0 | Phantom item | Active |  | 18 | 1 |  |  |  | Item | 1 | EA | 100 | 1 | 1 | Date |  |  | 2024-09-30 15:41 |  | * | [6 empty] | 1 |  | 1 | 0 |  | 0 | 52 |  |  | * |  |  | None
5 | 85-ADH-3M-740G2 | 3M HYBRID SEALANT 740 (GRAY), 290ML. CASTRIDGE | 0 | Purchased Item | Active |  | 1 | 1 |  |  |  | Item | 1 | EA | 100 | 1 | 1 | Date |  |  | 2024-09-30 15:41 |  | * | [6 empty] | 1 |  | 1 | 30 |  | 0 | 31 |  |  | * |  |  | None | *
5 | 85-ADH-LOC-0638 | ADHESIVE LOCTITE 638 | 0 | Purchased Item | Active |  | 2 | 1 |  |  |  | Item | 8.45 | OZ | 100 | 1 | 8.45 | Date |  |  | 2024-09-30 15:41 |  | * | [6 empty] | 8.45 |  | 1 | 50 |  | 0 | 51 |  |  | * |  |  | None | *
5 | 85-ADH-LOC-7649 | PRIMER LOCTITE 7649 #19269 | 0 | Purchased Item | Active |  | 3 | 1 |  |  |  | Item | 1.05 | OZ | 100 | 1 | 1.05 | Date |  |  | 2024-09-30 15:41 |  | * | [6 empty] | 1.05 |  | 1 | 50 |  | 0 | 51 |  |  | * |  |  | None | *
4 | 75-RIVET-0050 | 304 STAINLESS STEEL - POP RIVET - 1/8" X .188-250" LONG | 0 | Purchased Item | Active |  | 19 | 1 |  |  |  | Item | 10 | EA | 100 | 1 | 10 | Date |  |  | 2024-09-30 15:41 |  | * | [6 empty] | 10 |  | 1 | 20 |  | 0 | 21 |  |  | * |  |  | None | *
2 | - MCYS06-SMA-66198 | ELI DAMPER WALL 7 | D | Sub-assembly | Active |  | 27 | 1 |  |  |  | Item | 1 | EA | 100 | 1 | 1 | Date |  |  | 2024-09-30 15:41 |  | * | [6 empty] | 1 |  | 1 | 1.0821 |  | 1.147 | 56.0821 |  |  | * |  |  | None | *
3 | - IP-57859 | Actuator Label | 0 | Sub-assembly | Active |  | 1 | 1 |  |  |  | Item | 1 | EA | 100 | 1 | 1 | Date |  |  | 2024-09-30 15:41 |  | * | [6 empty] | 1 |  | 1 | 0 |  | 0 | 32 |  |  | * |  |  | None | *
4 | 75-TAGS-23210 | BLANK TAGS, BRASS, ROUND, 1-1/2" X 1-1/2", (25 PK) PN 15Y745 | 0 | Purchased Item | Active |  | 1 | 1 |  |  |  | Item | 1 | EA | 100 | 1 | 1 | Date |  |  | 2024-09-30 15:41 |  | * | [6 empty] | 1 |  | 1 | 30 |  | 0 | 31 |  |  | * |  |  | None | *
3 | - MCYS06-SMA-66199 | ELI DAMPER WALL 7 - SUB ASSY | 0 | Sub-assembly | Active |  | 3 | 1 |  |  |  | Item | 1 | EA | 100 | 1 | 1 | Date |  |  | 2024-09-30 15:41 |  | * | [6 empty] | 1 |  | 1 | 0 |  | 0.064923 | 54 |  |  | * |  |  | None | *
4 | - SHAFT | ZINC PLATED SQUARE BAR 3/8""x72"" | 0 | Sub-assembly | Active |  | 1 | 1 |  |  |  | Item | 1 | EA | 100 | 1 | 1 | Date |  |  | 2024-09-30 15:41 |  | * | [6 empty] | 1 |  | 1 | 0 |  | 0 | 17 |  |  | * |  |  | None | *
5 | 40-SB-3872-ZP | SQUARE BAR - C1018 - ZINC PLATED - 3/8" DIA X 72" | 0 | Purchased Item | Active |  | 1 | 1 |  |  |  | Item | 0.448 | FT | 100 | 1 | 0.448 | Date |  |  | 2024-09-30 15:41 |  | * | [6 empty] | 0.448 |  | 1 | 15 |  | 0 | 16 |  |  | * |  |  | None | *
4 | 75-W-14-FLAT-P | Zinc Plated-Flat Washer-1/4" | 0 | Purchased Item | Active |  | 2 | 1 |  |  |  | Item | 24 | EA | 100 | 1 | 24 | Date |  |  | 2024-09-30 15:41 |  | * | [6 empty] | 24 |  | 1 | 25 |  | 0 | 26 |  |  | * |  |  | None | *
4 | - MCYSC4-SMA-54580 | DAMPER BLADE SUB ASSY 32.6875" | 0 | Sub-assembly | Active |  | 3 | 1 |  |  |  | Item | 5 | EA | 100 | 1 | 5 | Date |  |  | 2024-09-30 15:41 |  | * | [6 empty] | 5 |  | 1 | 0 |  | 0 | 53 |  |  | * |  |  | None | *
5 | - IP-69818 | STEEL,GALV,G90,10GA,48x120 | 0 | Sub-assembly | Active |  | 2 | 1 |  |  |  | Item | 2 | EA | 100 | 1 | 10 | Date |  |  | 2024-09-30 15:41 |  | * | [6 empty] | 10 |  | 1 | 0 |  | 0 | 12 |  |  | * |  |  | None | *
6 | 45-GALV-0305 | STEEL,GALV,G90,10GA,48X120 | 0 | Purchased Item | Active |  | 1 | 1 |  |  |  | Item | 0.012 | SFT | 100 | 1 | 0.12 | Date |  |  | 2024-09-30 15:41 |  | * | [6 empty] | 0.12 |  | 1 | 10 |  | 0 | 11 |  |  | * |  |  | None | *
5 | - IP-54578 | Extruded Aluminum, AF Damper blade, clear anodized, 20' | 0 | Sub-assembly | Active |  | 3 | 1 |  |  |  | Item | 1 | EA | 100 | 1 | 5 | Date |  |  | 2024-09-30 15:41 |  | * | [6 empty] | 5 |  | 1 | 0 |  | 0 | 52 |  |  | * |  |  | None | *
6 | 80-DAMP-0270 | EXTRUDED ALUM. AF DAMPER BLADE. CLEAR ANODIZED. | 0 | Purchased Item | Active |  | 1 | 1 |  |  |  | Item | 2.724 | FT | 100 | 1 | 13.62 | Date |  |  | 2024-09-30 15:41 |  | * | [6 empty] | 13.62 |  | 1 | 50 |  | 0 | 51 |  |  | * |  |  | None | *
5 | - IP-54579 | SINGLE/DOUBLE DAMPER GASKET BULB DAMPER BLADE SEAL #092010A | 0 | Sub-assembly | Active |  | 4 | 1 |  |  |  | Item | 1 | EA | 100 | 1 | 5 | Date |  |  | 2024-09-30 15:41 |  | * | [6 empty] | 5 |  | 1 | 0 |  | 0 | 52 |  |  | * |  |  | None | *
6 | 80-DAMP-092010A | SINGLE/DOUBLE DAMPER GASKET BULB DAMPER BLADE SEAL #092010A | 0 | Purchased Item | Active |  | 1 | 1 |  |  |  | Item | 2.724 | FT | 100 | 1 | 13.62 | Date |  |  | 2024-09-30 15:41 |  | * | [6 empty] | 13.62 |  | 1 | 50 |  | 0 | 51 |  |  | * |  |  | None | *
5 | 75-FAST-0251 | ZINC PLATED - CLEVIS PIN - 1/4" X 1/2" | 0 | Purchased Item | Active |  | 5 | 1 |  |  |  | Item | 2 | EA | 100 | 1 | 10 | Date |  |  | 2024-09-30 15:41 |  | * | [6 empty] | 10 |  | 1 | 15 |  | 0 | 16 |  |  | * |  |  | None | *
5 | - ENDSHAFT | ZINC PLATED SQUARE BAR 3/8""x72"" | 0 | Sub-assembly | Active |  | 6 | 1 |  |  |  | Item | 2 | EA | 100 | 1 | 10 | Date |  |  | 2024-09-30 15:41 |  | * | [6 empty] | 10 |  | 1 | 0 |  | 0 | 17 |  |  | * |  |  | None | *
6 | 40-SB-3872-ZP | SQUARE BAR - C1018 - ZINC PLATED - 3/8" DIA X 72" | 0 | Purchased Item | Active |  | 1 | 1 |  |  |  | Item | 0.25 | FT | 100 | 1 | 2.5 | Date |  |  | 2024-09-30 15:41 |  | * | [6 empty] | 2.5 |  | 1 | 15 |  | 0 | 16 |  |  | * |  |  | None | *
5 | 80-BUSHING-3/8 | BUSHING - NYLON - GALVANIZED G90 - 0.38 DIAMETER - XX.X LENGTH | 0 | Purchased Item | Active |  | 7 | 1 |  |  |  | Item | 2 | EA | 100 | 1 | 10 | Date |  |  | 2024-09-30 15:41 |  | * | [6 empty] | 10 |  | 1 | 40 |  | 0 | 41 |  |  | * |  |  | None | *
4 | - IP-54581 | STEEL,GALV,G90,16 GA,48" COIL | A | Sub-assembly | Active |  | 4 | 1 |  |  |  | Item | 2 | EA | 100 | 1 | 2 | Date |  |  | 2024-09-30 15:41 |  | * | [6 empty] | 2 |  | 1 | 0.064923 |  | 0.064923 | 17.0649 |  |  | * |  |  | None | *
5 | 45-GALC-0250 | STEEL,GALV,G90,16 GA,48" COIL | 0 | Purchased Item | Active |  | 1 | 1 |  |  |  | Item | 1.5 | SFT | 100 | 1 | 3 | Date |  |  | 2024-09-30 15:41 |  | * |  |  | WIP_APU-1 |  |  |  | 3 |  | 1 | 15 |  | 0 | 16 |  |  | * |  |  | None | *
4 | - IP-60414 | STEEL,GALV,G90,16 GA,48" COIL | A | Sub-assembly | Active |  | 5 | 1 |  |  |  | Item | 1 | EA | 100 | 1 | 1 | Date |  |  | 2024-09-30 15:41 |  | * | [6 empty] | 1 |  | 1 | 0.064923 |  | 0.064923 | 17.0649 |  |  | * |  |  | None | *
5 | 45-GALC-0250 | STEEL,GALV,G90,16 GA,48" COIL | 0 | Purchased Item | Active |  | 1 | 1 |  |  |  | Item | 3 | SFT | 100 | 1 | 3 | Date |  |  | 2024-09-30 15:41 |  | * |  |  | WIP_APU-1 |  |  |  | 3 |  | 1 | 15 |  | 0 | 16 |  |  | * |  |  | None | *
4 | - IP-69817 | STEEL,GALV,G90,12GA,48x96 | 0 | Sub-assembly | Active |  | 6 | 1 |  |  |  | Item | 10 | EA | 100 | 1 | 10 | Date |  |  | 2024-09-30 15:41 |  | * | [6 empty] | 10 |  | 1 | 0 |  | 0 | 22 |  |  | * |  |  | None | *
5 | 45-GALV-0310 | STEEL,GALV,G90,12GA,48X96 | 0 | Purchased Item | Active |  | 1 | 1 |  |  |  | Item | 0.025 | SFT | 100 | 1 | 0.25 | Date |  |  | 2024-09-30 15:41 |  | * | [6 empty] | 0.25 |  | 1 | 20 |  | 0 | 21 |  |  | * |  |  | None | *
4 | - MCYSC4-SMA-54583 | DAMPER BLADE SUB ASSY 32.6875" OP2 | 0 | Sub-assembly | Active |  | 8 | 1 |  |  |  | Item | 5 | EA | 100 | 1 | 5 | Date |  |  | 2024-09-30 15:41 |  | * | [6 empty] | 5 |  | 1 | 0 |  | 0 | 53 |  |  | * |  |  | None | *
5 | - IP-69818 | STEEL,GALV,G90,10GA,48x120 | 0 | Sub-assembly | Active |  | 2 | 1 |  |  |  | Item | 2 | EA | 100 | 1 | 10 | Date |  |  | 2024-09-30 15:41 |  | * | [6 empty] | 10 |  | 1 | 0 |  | 0 | 12 |  |  | * |  |  | None | *
6 | 45-GALV-0305 | STEEL,GALV,G90,10GA,48X120 | 0 | Purchased Item | Active |  | 1 | 1 |  |  |  | Item | 0.012 | SFT | 100 | 1 | 0.12 | Date |  |  | 2024-09-30 15:41 |  | * | [6 empty] | 0.12 |  | 1 | 10 |  | 0 | 11 |  |  | * |  |  | None | *
5 | - IP-54578 | Extruded Aluminum, AF Damper blade, clear anodized, 20' | 0 | Sub-assembly | Active |  | 3 | 1 |  |  |  | Item | 1 | EA | 100 | 1 | 5 | Date |  |  | 2024-09-30 15:41 |  | * | [6 empty] | 5 |  | 1 | 0 |  | 0 | 52 |  |  | * |  |  | None | *
6 | 80-DAMP-0270 | EXTRUDED ALUM. AF DAMPER BLADE. CLEAR ANODIZED. | 0 | Purchased Item | Active |  | 1 | 1 |  |  |  | Item | 2.724 | FT | 100 | 1 | 13.62 | Date |  |  | 2024-09-30 15:41 |  | * | [6 empty] | 13.62 |  | 1 | 50 |  | 0 | 51 |  |  | * |  |  | None | *
5 | - IP-54579 | SINGLE/DOUBLE DAMPER GASKET BULB DAMPER BLADE SEAL #092010A | 0 | Sub-assembly | Active |  | 4 | 1 |  |  |  | Item | 1 | EA | 100 | 1 | 5 | Date |  |  | 2024-09-30 15:41 |  | * | [6 empty] | 5 |  | 1 | 0 |  | 0 | 52 |  |  | * |  |  | None | *
6 | 80-DAMP-092010A | SINGLE/DOUBLE DAMPER GASKET BULB DAMPER BLADE SEAL #092010A | 0 | Purchased Item | Active |  | 1 | 1 |  |  |  | Item | 2.724 | FT | 100 | 1 | 13.62 | Date |  |  | 2024-09-30 15:41 |  | * | [6 empty] | 13.62 |  | 1 | 50 |  | 0 | 51 |  |  | * |  |  | None | *
5 | 75-FAST-0251 | ZINC PLATED - CLEVIS PIN - 1/4" X 1/2" | 0 | Purchased Item | Active |  | 5 | 1 |  |  |  | Item | 2 | EA | 100 | 1 | 10 | Date |  |  | 2024-09-30 15:41 |  | * | [6 empty] | 10 |  | 1 | 15 |  | 0 | 16 |  |  | * |  |  | None | *
5 | - ENDSHAFT | ZINC PLATED SQUARE BAR 3/8""x72"" | 0 | Sub-assembly | Active |  | 6 | 1 |  |  |  | Item | 2 | EA | 100 | 1 | 10 | Date |  |  | 2024-09-30 15:41 |  | * | [6 empty] | 10 |  | 1 | 0 |  | 0 | 17 |  |  | * |  |  | None | *
6 | 40-SB-3872-ZP | SQUARE BAR - C1018 - ZINC PLATED - 3/8" DIA X 72" | 0 | Purchased Item | Active |  | 1 | 1 |  |  |  | Item | 0.25 | FT | 100 | 1 | 2.5 | Date |  |  | 2024-09-30 15:41 |  | * | [6 empty] | 2.5 |  | 1 | 15 |  | 0 | 16 |  |  | * |  |  | None | *
5 | 80-BUSHING-3/8 | BUSHING - NYLON - GALVANIZED G90 - 0.38 DIAMETER - XX.X LENGTH | 0 | Purchased Item | Active |  | 7 | 1 |  |  |  | Item | 2 | EA | 100 | 1 | 10 | Date |  |  | 2024-09-30 15:41 |  | * | [6 empty] | 10 |  | 1 | 40 |  | 0 | 41 |  |  | * |  |  | None | *
4 | - IP-69816 | STEEL,GALV,G90,16 GA,48" COIL | 0 | Sub-assembly | Active |  | 9 | 1 |  |  |  | Item | 4 | EA | 100 | 1 | 4 | Date |  |  | 2024-09-30 15:41 |  | * | [6 empty] | 4 |  | 1 | 0 |  | 0 | 17 |  |  | * |  |  | None | *
5 | 45-GALC-0250 | STEEL,GALV,G90,16 GA,48" COIL | 0 | Purchased Item | Active |  | 1 | 1 |  |  |  | Item | 0.04 | SFT | 100 | 1 | 0.16 | Date |  |  | 2024-09-30 15:41 |  | * | [6 empty] | 0.16 |  | 1 | 15 |  | 0 | 16 |  |  | * |  |  | None | *
4 | - IP-54576 | STEEL,GALV,G90,16 GA,48" COIL | A | Sub-assembly | Active |  | 10 | 1 |  |  |  | Item | 2 | EA | 100 | 1 | 2 | Date |  |  | 2024-09-30 15:41 |  | * | [6 empty] | 2 |  | 1 | 0.064923 |  | 0.064923 | 17.0649 |  |  | * |  |  | None | *
5 | 45-GALC-0250 | STEEL,GALV,G90,16 GA,48" COIL | 0 | Purchased Item | Active |  | 1 | 1 |  |  |  | Item | 5 | SFT | 100 | 1 | 10 | Date |  |  | 2024-09-30 15:41 |  | * |  |  | WIP_APU-1 |  |  |  | 10 |  | 1 | 15 |  | 0 | 16 |  |  | * |  |  | None | *
4 | 75-SCWH-14-34 | 1/4-14x3/4" SELF DRILL HEX S.H.W PL | 0 | Purchased Item | Active |  | 11 | 1 |  |  |  | Item | 16 | EA | 100 | 1 | 16 | Date |  |  | 2024-09-30 15:41 |  | * | [6 empty] | 16 |  | 1 | 20 |  | 0 | 21 |  |  | * |  |  | None | *
4 | 75-SWHS-14-34 | #14 X 3/4 S-HWH SMS HRD STL ZN | 0 | Purchased Item | Active |  | 12 | 1 |  |  |  | Item | 12 | EA | 100 | 1 | 12 | Date |  |  | 2024-09-30 15:41 |  | * | [6 empty] | 12 |  | 1 | 20 |  | 0 | 21 |  |  | * |  |  | None | *
4 | - IP-54577 | STEEL,GALV,G90,16 GA,48" COIL | A | Sub-assembly | Active |  | 13 | 1 |  |  |  | Item | 1 | EA | 100 | 1 | 1 | Date |  |  | 2024-09-30 15:41 |  | * | [6 empty] | 1 |  | 1 | 0.064923 |  | 0.064923 | 17.0649 |  |  | * |  |  | None | *
5 | 45-GALC-0250 | STEEL,GALV,G90,16 GA,48" COIL | 0 | Purchased Item | Active |  | 1 | 1 |  |  |  | Item | 3 | SFT | 100 | 1 | 3 | Date |  |  | 2024-09-30 15:41 |  | * |  |  | WIP_APU-1 |  |  |  | 3 |  | 1 | 15 |  | 0 | 16 |  |  | * |  |  | None | *
4 | 75-FAST-0242 | 304 STAINLESS STEEL - COTTER PIN - 1/16" X 1/2" | 0 | Purchased Item | Active |  | 14 | 1 |  |  |  | Item | 24 | EA | 100 | 1 | 24 | Date |  |  | 2024-09-30 15:41 |  | * | [6 empty] | 24 |  | 1 | 5 |  | 0 | 6 |  |  | * |  |  | None | *
4 | - IP-54582 | S/S ARC END SEAL #5/8 HOLE 5-3/4 12' | 0 | Sub-assembly | Active |  | 15 | 1 |  |  |  | Item | 2 | EA | 100 | 1 | 2 | Date |  |  | 2024-09-30 15:41 |  | * | [6 empty] | 2 |  | 1 | 0 |  | 0 | 52 |  |  | * |  |  | None | *
5 | 80-DAMP-0188 | ARC END SEAL - 30 GA. STAINLESS STEEL | 0 | Purchased Item | Active |  | 1 | 1 |  |  |  | Item | 4.896 | FT | 100 | 1 | 9.792 | Date |  |  | 2024-09-30 15:41 |  | * | [6 empty] | 9.792 |  | 1 | 50 |  | 0 | 51 |  |  | * |  |  | None | *
5 | IP-54582_DOC | S/S ARC END SEAL #5/8 HOLE 5-3/4 12' | 0 | Reference Item - Document Management | Active |  | 99999 | 1 |  |  |  | Item | 1 | EA | 100 | 1 | 2 | Date |  |  | 2024-09-30 15:41 |  | * | [6 empty] | 2 |  | 1 | 5 |  | 0 | 5 | [5 empty] | None
4 | - IP-54574 | STEEL,GALV,G90,14 GA,48" COIL | 0 | Sub-assembly | Active |  | 16 | 1 |  |  |  | Item | 4 | EA | 100 | 1 | 4 | Date |  |  | 2024-09-30 15:41 |  | * | [6 empty] | 4 |  | 1 | 0.064923 |  | 0.064923 | 17.0649 |  |  | * |  |  | None | *
5 | 45-GALC-0510 | STEEL,GALV,G90,14 GA,48" COIL | 0 | Purchased Item | Active |  | 1 | 1 |  |  |  | Item | 0.25 | SFT | 100 | 1 | 1 | Date |  |  | 2024-09-30 15:41 |  | * |  |  | WIP_APU-1 |  |  |  | 1 |  | 1 | 15 |  | 0 | 16 |  |  | * |  |  | None | *
5 | IP-54574_DOC | STEEL,GALV,G90,14 GA,48" COIL | 0 | Reference Item - Document Management | Active |  | 99999 | 1 |  |  |  | Item | 1 | EA | 100 | 1 | 4 | Date |  |  | 2024-09-30 15:41 |  | * | [6 empty] | 4 |  | 1 |  |  | 0 | 0 | [5 empty] | None
4 | - MCYS06-SVA-66268 | SUB ASSY VIRTUAL PARTS DAMPERS | 0 | Phantom item | Active |  | 17 | 1 |  |  |  | Item | 1 | EA | 100 | 1 | 1 | Date |  |  | 2024-09-30 15:41 |  | * | [6 empty] | 1 |  | 1 | 0 |  | 0 | 52 |  |  | * |  |  | None
5 | 85-ADH-3M-740G2 | 3M HYBRID SEALANT 740 (GRAY), 290ML. CASTRIDGE | 0 | Purchased Item | Active |  | 1 | 1 |  |  |  | Item | 0.12 | EA | 100 | 1 | 0.12 | Date |  |  | 2024-09-30 15:41 |  | * | [6 empty] | 0.12 |  | 1 | 30 |  | 0 | 31 |  |  | * |  |  | None | *
5 | 85-ADH-LOC-0638 | ADHESIVE LOCTITE 638 | 0 | Purchased Item | Active |  | 2 | 1 |  |  |  | Item | 8.45 | OZ | 100 | 1 | 8.45 | Date |  |  | 2024-09-30 15:41 |  | * | [6 empty] | 8.45 |  | 1 | 50 |  | 0 | 51 |  |  | * |  |  | None | *
5 | 85-ADH-LOC-7649 | PRIMER LOCTITE 7649 #19269 | 0 | Purchased Item | Active |  | 3 | 1 |  |  |  | Item | 0.665 | OZ | 100 | 1 | 0.665 | Date |  |  | 2024-09-30 15:41 |  | * | [6 empty] | 0.665 |  | 1 | 50 |  | 0 | 51 |  |  | * |  |  | None | *
4 | 75-RIVET-0050 | 304 STAINLESS STEEL - POP RIVET - 1/8" X .188-250" LONG | 0 | Purchased Item | Active |  | 18 | 1 |  |  |  | Item | 10 | EA | 100 | 1 | 10 | Date |  |  | 2024-09-30 15:41 |  | * | [6 empty] | 10 |  | 1 | 20 |  | 0 | 21 |  |  | * |  |  | None | *
3 | 75-SCWH-14-114 | 1/4-14x1 1/4" SELF DRILL S.H.W PL | 0 | Purchased Item | Active |  | 4 | 1 |  |  |  | Item | 19 | EA | 100 | 1 | 19 | Date |  |  | 2024-09-30 15:41 |  | * | [6 empty] | 19 |  | 1 | 20 |  | 0 | 21 |  |  | * |  |  | None | *
3 | - IP-68006 | BRACKET FOR ACTUATOR - MSF CYS06 | H | Sub-assembly | Active |  | 5 | 1 |  |  |  | Item | 1 | EA | 100 | 1 | 1 | Date |  |  | 2024-09-30 15:41 |  | * | [6 empty] | 1 |  | 1 | 0.064923 |  | 0.064923 | 17.0649 |  |  | * |  |  | None | *
4 | 45-GALC-0250 | STEEL,GALV,G90,16 GA,48" COIL | 0 | Purchased Item | Active |  | 100009 | 1 |  |  |  | Item | 0.25 | SFT | 100 | 1 | 0.25 | Date |  |  | 2024-10-15 10:23 |  | * |  |  | WIP_APU-1 |  |  |  | 0.25 |  | 1 | 15 |  | 0 | 16 |  |  | * |  |  | None | *
3 | 80-ACT-GBB1611U | ACTUATOR DAMPER | 0 | Purchased Item | Active |  | 6 | 1 |  |  |  | Item | 1 | EA | 100 | 1 | 1 | Date |  |  | 2024-09-30 15:41 |  | * | [6 empty] | 1 |  | 1 | 40 |  | 0 | 41 |  |  | * |  |  | None | *
3 | 75-RIVET-0050 | 304 STAINLESS STEEL - POP RIVET - 1/8" X .188-250" LONG | 0 | Purchased Item | Active |  | 7 | 1 |  |  |  | Item | 2 | EA | 100 | 1 | 2 | Date |  |  | 2024-09-30 15:41 |  | * | [6 empty] | 2 |  | 1 | 20 |  | 0 | 21 |  |  | * |  |  | None | *
2 | - 02_MCYS06_ASSY_E_LOW_EBS | MSF CYS06 COLO4 ELEC ASSY EBS | L | Sub-assembly | Active |  | 28 | 1 |  |  |  | Item | 1 | EA | 100 | 1 | 1 | Date |  |  | 2024-09-30 15:41 |  | * | [6 empty] | 1 |  | 1 | 0.054103 |  | 3.3652 | 407.0541 |  |  | * |  |  | None | *
3 | - IP-68043 | RACEWAY,WIRE,PVC,WHT,1.5Wx3H / NSI: PC1530-LS-W ; IBOCO: NAB-1530W | 0 | Sub-assembly | Active |  | 1 | 1 |  |  |  | Item | 2 | EA | 100 | 1 | 2 | Date |  |  | 2024-09-30 15:41 |  | * | [6 empty] | 2 |  | 1 | 0 |  | 0 | 22 |  |  | * |  |  | None | *
4 | 05-PAND-0127 | RACEWAY,WIRE,PVC,WHT,1.5WX3H - MODEL #PC1530-LS-W | 0 | Purchased Item | Active |  | 1 | 1 |  |  |  | Item | 1.708 | FT | 100 | 1 | 3.416 | Date |  |  | 2024-09-30 15:41 |  | * | [6 empty] | 3.416 |  | 1 | 20 |  | 0 | 21 |  |  | * |  |  | None | *
3 | - IP-68042 | 1.5Wx3H PANEL CHANNEL, STD SLOT, PVC, GRAY / NSI: PC1530-LS ; IBOCO: NAB-1530G | 0 | Sub-assembly | Active |  | 2 | 1 |  |  |  | Item | 2 | EA | 100 | 1 | 2 | Date |  |  | 2024-09-30 15:41 |  | * | [6 empty] | 2 |  | 1 | 0 |  | 0 | 17 |  |  | * |  |  | None | *
4 | 05-PAND-0149 | 1.5WX3H PANEL CHANNEL, STD SLOT, PVC, GRAY, PN PC1530-LS | 0 | Purchased Item | Active |  | 1 | 1 |  |  |  | Item | 0.757 | FT | 100 | 1 | 1.514 | Date |  |  | 2024-09-30 15:41 |  | * | [6 empty] | 1.514 |  | 1 | 15 |  | 0 | 16 |  |  | * |  |  | None | *
3 | 05-COUP-0100 | RIGID COUPLING 1/2" | 0 | Purchased Item | Active |  | 3 | 1 |  |  |  | Item | 10 | EA | 100 | 1 | 10 | Date |  |  | 2024-09-30 15:41 |  | * | [6 empty] | 10 |  | 1 | 15 |  | 0 | 16 |  |  | * |  |  | None | *
3 | - IP-68045 | 1.5Wx3H PANEL CHANNEL, STD SLOT, PVC, GRAY / NSI: PC1530-LS ; IBOCO: NAB-1530G | 0 | Sub-assembly | Active |  | 4 | 1 |  |  |  | Item | 2 | EA | 100 | 1 | 2 | Date |  |  | 2024-09-30 15:41 |  | * | [6 empty] | 2 |  | 1 | 0 |  | 0 | 17 |  |  | * |  |  | None | *
4 | 05-PAND-0149 | 1.5WX3H PANEL CHANNEL, STD SLOT, PVC, GRAY, PN PC1530-LS | 0 | Purchased Item | Active |  | 1 | 1 |  |  |  | Item | 3.95 | FT | 100 | 1 | 7.9 | Date |  |  | 2024-09-30 15:41 |  | * | [6 empty] | 7.9 |  | 1 | 15 |  | 0 | 16 |  |  | * |  |  | None | *
3 | - IP-68044 | RACEWAY,WIRE,PVC,WHT,1.5Wx3H / NSI: PC1530-LS-W ; IBOCO: NAB-1530W | 0 | Sub-assembly | Active |  | 5 | 1 |  |  |  | Item | 2 | EA | 100 | 1 | 2 | Date |  |  | 2024-09-30 15:41 |  | * | [6 empty] | 2 |  | 1 | 0 |  | 0 | 22 |  |  | * |  |  | None | *
4 | 05-PAND-0127 | RACEWAY,WIRE,PVC,WHT,1.5WX3H - MODEL #PC1530-LS-W | 0 | Purchased Item | Active |  | 1 | 1 |  |  |  | Item | 0.757 | FT | 100 | 1 | 1.514 | Date |  |  | 2024-09-30 15:41 |  | * | [6 empty] | 1.514 |  | 1 | 20 |  | 0 | 21 |  |  | * |  |  | None | *
3 | - 02_ELECTRICAL ASSEMBLY LOWER | Electrical Mechanical Assembly | 0 | Sub-assembly | Active |  | 6 | 1 |  |  |  | Item | 1 | EA | 100 | 1 | 1 | Date |  |  | 2024-09-30 15:41 |  | * | [6 empty] | 1 |  | 1 | 0 |  | 0 | 24 |  |  | * |  |  | None | *
4 | - 02_MCYSC4-LOWER.RUN02 | Tubes and Pipes | 0 | Sub-assembly | Active |  | 1 | 1 |  |  |  | Item | 1 | EA | 100 | 1 | 1 | Date |  |  | 2024-09-30 15:41 |  | * | [6 empty] | 1 |  | 1 | 0 |  | 0 | 23 |  |  | * |  |  | None | *
5 | - PIFHOSE.1684437312666 | 3/8" Corrugated PVC flexible tubing PN TB EFC038 | 0 | Sub-assembly | Active |  | 1 | 1 |  |  |  | Item | 1 | EA | 100 | 1 | 1 | Date |  |  | 2024-09-30 15:41 |  | * | [6 empty] | 1 |  | 1 | 0 |  | 0 | 22 |  |  | * |  |  | None | *
6 | 05-CTUBE-038 | 3/8" CORRUGATED PVC FLEXIBLE TUBING PN TB EFC038 | 0 | Purchased Item | Active |  | 1 | 1 |  |  |  | Item | 2.1148 | FT | 100 | 1 | 2.1148 | Date |  |  | 2024-09-30 15:41 |  | * | [6 empty] | 2.1148 |  | 1 | 20 |  | 0 | 21 |  |  | * |  |  | None | *
5 | - PISWEEP.1684993273690 | EMT COUNDUIT 1-1/2" | 0 | Sub-assembly | Active |  | 3 | 1 |  |  |  | Item | 1 | EA | 100 | 1 | 1 | Date |  |  | 2024-09-30 15:41 |  | * | [6 empty] | 1 |  | 1 | 0 |  | 0 | 17 |  |  | * |  |  | None | *
6 | 05-EMT-0140 | EMT COUNDUIT 1-1/2" | 0 | Purchased Item | Active |  | 1 | 1 |  |  |  | Item | 3.4 | FT | 100 | 1 | 3.4 | Date |  |  | 2024-09-30 15:41 |  | * | [6 empty] | 3.4 |  | 1 | 15 |  | 0 | 16 |  |  | * |  |  | None | *
5 | - PIFHOSE.1684437312702 | 3/8" Corrugated PVC flexible tubing PN TB EFC038 | 0 | Sub-assembly | Active |  | 4 | 1 |  |  |  | Item | 1 | EA | 100 | 1 | 1 | Date |  |  | 2024-09-30 15:41 |  | * | [6 empty] | 1 |  | 1 | 0 |  | 0 | 22 |  |  | * |  |  | None | *
6 | 05-CTUBE-038 | 3/8" CORRUGATED PVC FLEXIBLE TUBING PN TB EFC038 | 0 | Purchased Item | Active |  | 1 | 1 |  |  |  | Item | 2.329 | FT | 100 | 1 | 2.329 | Date |  |  | 2024-09-30 15:41 |  | * | [6 empty] | 2.329 |  | 1 | 20 |  | 0 | 21 |  |  | * |  |  | None | *
5 | - PISWEEP.1684437312478 | EMT COUNDUIT 1/2" | 0 | Sub-assembly | Active |  | 5 | 1 |  |  |  | Item | 1 | EA | 100 | 1 | 1 | Date |  |  | 2024-09-30 15:41 |  | * | [6 empty] | 1 |  | 1 | 0 |  | 0 | 17 |  |  | * |  |  | None | *
6 | 05-EMT-0100 | EMT COUNDUIT 1/2" | 0 | Purchased Item | Active |  | 1 | 1 |  |  |  | Item | 4.125 | FT | 100 | 1 | 4.125 | Date |  |  | 2024-09-30 15:41 |  | * | [6 empty] | 4.125 |  | 1 | 15 |  | 0 | 16 |  |  | * |  |  | None | *
5 | - PISWEEP.1684437312418-2 | EMT COUNDUIT 1/2" | 0 | Sub-assembly | Active |  | 6 | 1 |  |  |  | Item | 1 | EA | 100 | 1 | 1 | Date |  |  | 2024-09-30 15:41 |  | * | [6 empty] | 1 |  | 1 | 0 |  | 0 | 17 |  |  | * |  |  | None | *
6 | 05-EMT-0100 | EMT COUNDUIT 1/2" | 0 | Purchased Item | Active |  | 1 | 1 |  |  |  | Item | 0.883 | FT | 100 | 1 | 0.883 | Date |  |  | 2024-09-30 15:41 |  | * | [6 empty] | 0.883 |  | 1 | 15 |  | 0 | 16 |  |  | * |  |  | None | *
5 | - PISWEEP.1684437312562-2 | EMT COUNDUIT 1-1/2" | 0 | Sub-assembly | Active |  | 7 | 1 |  |  |  | Item | 1 | EA | 100 | 1 | 1 | Date |  |  | 2024-09-30 15:41 |  | * | [6 empty] | 1 |  | 1 | 0 |  | 0 | 17 |  |  | * |  |  | None | *
6 | 05-EMT-0140 | EMT COUNDUIT 1-1/2" | 0 | Purchased Item | Active |  | 1 | 1 |  |  |  | Item | 5.5101 | FT | 100 | 1 | 5.5101 | Date |  |  | 2024-09-30 15:41 |  | * | [6 empty] | 5.5101 |  | 1 | 15 |  | 0 | 16 |  |  | * |  |  | None | *
5 | - PIFHOSE.1684437312747 | ALUM FLEX CONDUIT 3/4" | 0 | Sub-assembly | Active |  | 8 | 1 |  |  |  | Item | 1 | EA | 100 | 1 | 1 | Date |  |  | 2024-09-30 15:41 |  | * | [6 empty] | 1 |  | 1 | 0 |  | 0 | 17 |  |  | * |  |  | None | *
6 | 05-FLEX-0110 | ALUM FLEX CONDUIT 3/4" | 0 | Purchased Item | Active |  | 1 | 1 |  |  |  | Item | 2.7343 | FT | 100 | 1 | 2.7343 | Date |  |  | 2024-09-30 15:41 |  | * | [6 empty] | 2.7343 |  | 1 | 15 |  | 0 | 16 |  |  | * |  |  | None | *
5 | - PISWEEP.1684437312538-2 | EMT COUNDUIT 1/2" | 0 | Sub-assembly | Active |  | 9 | 1 |  |  |  | Item | 1 | EA | 100 | 1 | 1 | Date |  |  | 2024-09-30 15:41 |  | * | [6 empty] | 1 |  | 1 | 0 |  | 0 | 17 |  |  | * |  |  | None | *
6 | 05-EMT-0100 | EMT COUNDUIT 1/2" | 0 | Purchased Item | Active |  | 1 | 1 |  |  |  | Item | 4.7833 | FT | 100 | 1 | 4.7833 | Date |  |  | 2024-09-30 15:41 |  | * | [6 empty] | 4.7833 |  | 1 | 15 |  | 0 | 16 |  |  | * |  |  | None | *
5 | - PISWEEP.1684437312547-2 | EMT COUNDUIT 1-1/2" | 0 | Sub-assembly | Active |  | 11 | 1 |  |  |  | Item | 1 | EA | 100 | 1 | 1 | Date |  |  | 2024-09-30 15:41 |  | * | [6 empty] | 1 |  | 1 | 0 |  | 0 | 17 |  |  | * |  |  | None | *
6 | 05-EMT-0140 | EMT COUNDUIT 1-1/2" | 0 | Purchased Item | Active |  | 1 | 1 |  |  |  | Item | 3.4417 | FT | 100 | 1 | 3.4417 | Date |  |  | 2024-09-30 15:41 |  | * | [6 empty] | 3.4417 |  | 1 | 15 |  | 0 | 16 |  |  | * |  |  | None | *
5 | - PIFHOSE.1684437312752 | ALUM FLEX CONDUIT 1/2" | 0 | Sub-assembly | Active |  | 12 | 1 |  |  |  | Item | 1 | EA | 100 | 1 | 1 | Date |  |  | 2024-09-30 15:41 |  | * | [6 empty] | 1 |  | 1 | 0 |  | 0 | 7 |  |  | * |  |  | None | *
6 | 05-FLEX-0100 | ALUM FLEX CONDUIT 1/2" | 0 | Purchased Item | Active |  | 1 | 1 |  |  |  | Item | 2.6714 | FT | 100 | 1 | 2.6714 | Date |  |  | 2024-09-30 15:41 |  | * | [6 empty] | 2.6714 |  | 1 | 5 |  | 0 | 6 |  |  | * |  |  | None | *
5 | - PIFHOSE.1684437312605-2 | ALUM FLEX CONDUIT 1/2" | 0 | Sub-assembly | Active |  | 13 | 1 |  |  |  | Item | 1 | EA | 100 | 1 | 1 | Date |  |  | 2024-09-30 15:41 |  | * | [6 empty] | 1 |  | 1 | 0 |  | 0 | 7 |  |  | * |  |  | None | *
6 | 05-FLEX-0100 | ALUM FLEX CONDUIT 1/2" | 0 | Purchased Item | Active |  | 1 | 1 |  |  |  | Item | 1.4412 | FT | 100 | 1 | 1.4412 | Date |  |  | 2024-09-30 15:41 |  | * | [6 empty] | 1.4412 |  | 1 | 5 |  | 0 | 6 |  |  | * |  |  | None | *
5 | - PIFHOSE.1684437312625 | 3/8" Corrugated PVC flexible tubing PN TB EFC038 | 0 | Sub-assembly | Active |  | 14 | 1 |  |  |  | Item | 1 | EA | 100 | 1 | 1 | Date |  |  | 2024-09-30 15:41 |  | * | [6 empty] | 1 |  | 1 | 0 |  | 0 | 22 |  |  | * |  |  | None | *
6 | 05-CTUBE-038 | 3/8" CORRUGATED PVC FLEXIBLE TUBING PN TB EFC038 | 0 | Purchased Item | Active |  | 1 | 1 |  |  |  | Item | 2.3121 | FT | 100 | 1 | 2.3121 | Date |  |  | 2024-09-30 15:41 |  | * | [6 empty] | 2.3121 |  | 1 | 20 |  | 0 | 21 |  |  | * |  |  | None | *
5 | - PIFHOSE.1684437312737 | ALUM FLEX CONDUIT 1/2" | 0 | Sub-assembly | Active |  | 15 | 1 |  |  |  | Item | 1 | EA | 100 | 1 | 1 | Date |  |  | 2024-09-30 15:41 |  | * | [6 empty] | 1 |  | 1 | 0 |  | 0 | 7 |  |  | * |  |  | None | *
6 | 05-FLEX-0100 | ALUM FLEX CONDUIT 1/2" | 0 | Purchased Item | Active |  | 1 | 1 |  |  |  | Item | 2.7636 | FT | 100 | 1 | 2.7636 | Date |  |  | 2024-09-30 15:41 |  | * | [6 empty] | 2.7636 |  | 1 | 5 |  | 0 | 6 |  |  | * |  |  | None | *
5 | - PISWEEP.1685038051342 | EMT COUNDUIT 1/2" | 0 | Sub-assembly | Active |  | 16 | 1 |  |  |  | Item | 1 | EA | 100 | 1 | 1 | Date |  |  | 2024-09-30 15:41 |  | * | [6 empty] | 1 |  | 1 | 0 |  | 0 | 17 |  |  | * |  |  | None | *
6 | 05-EMT-0100 | EMT COUNDUIT 1/2" | 0 | Purchased Item | Active |  | 1 | 1 |  |  |  | Item | 4.3662 | FT | 100 | 1 | 4.3662 | Date |  |  | 2024-09-30 15:41 |  | * | [6 empty] | 4.3662 |  | 1 | 15 |  | 0 | 16 |  |  | * |  |  | None | *
5 | - PISWEEP.1684437312542-2 | EMT COUNDUIT 1/2" | 0 | Sub-assembly | Active |  | 17 | 1 |  |  |  | Item | 1 | EA | 100 | 1 | 1 | Date |  |  | 2024-09-30 15:41 |  | * | [6 empty] | 1 |  | 1 | 0 |  | 0 | 17 |  |  | * |  |  | None | *
6 | 05-EMT-0100 | EMT COUNDUIT 1/2" | 0 | Purchased Item | Active |  | 1 | 1 |  |  |  | Item | 2.2 | FT | 100 | 1 | 2.2 | Date |  |  | 2024-09-30 15:41 |  | * | [6 empty] | 2.2 |  | 1 | 15 |  | 0 | 16 |  |  | * |  |  | None | *
5 | - PISWEEP.1684991851832 | EMT COUNDUIT 1/2" | 0 | Sub-assembly | Active |  | 18 | 1 |  |  |  | Item | 1 | EA | 100 | 1 | 1 | Date |  |  | 2024-09-30 15:41 |  | * | [6 empty] | 1 |  | 1 | 0 |  | 0 | 17 |  |  | * |  |  | None | *
6 | 05-EMT-0100 | EMT COUNDUIT 1/2" | 0 | Purchased Item | Active |  | 1 | 1 |  |  |  | Item | 4.95 | FT | 100 | 1 | 4.95 | Date |  |  | 2024-09-30 15:41 |  | * | [6 empty] | 4.95 |  | 1 | 15 |  | 0 | 16 |  |  | * |  |  | None | *
5 | - PIFHOSE.1684437312600-2 | ALUM FLEX CONDUIT 1/2" | 0 | Sub-assembly | Active |  | 19 | 1 |  |  |  | Item | 1 | EA | 100 | 1 | 1 | Date |  |  | 2024-09-30 15:41 |  | * | [6 empty] | 1 |  | 1 | 0 |  | 0 | 7 |  |  | * |  |  | None | *
6 | 05-FLEX-0100 | ALUM FLEX CONDUIT 1/2" | 0 | Purchased Item | Active |  | 1 | 1 |  |  |  | Item | 0.83442 | FT | 100 | 1 | 0.83442 | Date |  |  | 2024-09-30 15:41 |  | * | [6 empty] | 0.83442 |  | 1 | 5 |  | 0 | 6 |  |  | * |  |  | None | *
5 | - PIFHOSE.1684437312777 | ALUM FLEX CONDUIT 1/2" | 0 | Sub-assembly | Active |  | 20 | 1 |  |  |  | Item | 1 | EA | 100 | 1 | 1 | Date |  |  | 2024-09-30 15:41 |  | * | [6 empty] | 1 |  | 1 | 0 |  | 0 | 7 |  |  | * |  |  | None | *
6 | 05-FLEX-0100 | ALUM FLEX CONDUIT 1/2" | 0 | Purchased Item | Active |  | 1 | 1 |  |  |  | Item | 1.6169 | FT | 100 | 1 | 1.6169 | Date |  |  | 2024-09-30 15:41 |  | * | [6 empty] | 1.6169 |  | 1 | 5 |  | 0 | 6 |  |  | * |  |  | None | *
5 | - PIFHOSE.1684437312796 | ALUM FLEX CONDUIT 3/8" | 0 | Sub-assembly | Active |  | 22 | 1 |  |  |  | Item | 1 | EA | 100 | 1 | 1 | Date |  |  | 2024-09-30 15:41 |  | * | [6 empty] | 1 |  | 1 | 0 |  | 0 | 17 |  |  | * |  |  | None | *
6 | 05-FLEX-0102 | ALUM FLEX CONDUIT 3/8" | 0 | Purchased Item | Active |  | 1 | 1 |  |  |  | Item | 0.868 | FT | 100 | 1 | 0.868 | Date |  |  | 2024-09-30 15:41 |  | * | [6 empty] | 0.868 |  | 1 | 15 |  | 0 | 16 |  |  | * |  |  | None | *
5 | - PISWEEP.1684437312508-2 | EMT COUNDUIT 1/2" | 0 | Sub-assembly | Active |  | 23 | 1 |  |  |  | Item | 1 | EA | 100 | 1 | 1 | Date |  |  | 2024-09-30 15:41 |  | * | [6 empty] | 1 |  | 1 | 0 |  | 0 | 17 |  |  | * |  |  | None | *
6 | 05-EMT-0100 | EMT COUNDUIT 1/2" | 0 | Purchased Item | Active |  | 1 | 1 |  |  |  | Item | 1.3917 | FT | 100 | 1 | 1.3917 | Date |  |  | 2024-09-30 15:41 |  | * | [6 empty] | 1.3917 |  | 1 | 15 |  | 0 | 16 |  |  | * |  |  | None | *
5 | - PIFHOSE.1684437312651 | 3/8" Corrugated PVC flexible tubing PN TB EFC038 | 0 | Sub-assembly | Active |  | 25 | 1 |  |  |  | Item | 1 | EA | 100 | 1 | 1 | Date |  |  | 2024-09-30 15:41 |  | * | [6 empty] | 1 |  | 1 | 0 |  | 0 | 22 |  |  | * |  |  | None | *
6 | 05-CTUBE-038 | 3/8" CORRUGATED PVC FLEXIBLE TUBING PN TB EFC038 | 0 | Purchased Item | Active |  | 1 | 1 |  |  |  | Item | 2.1847 | FT | 100 | 1 | 2.1847 | Date |  |  | 2024-09-30 15:41 |  | * | [6 empty] | 2.1847 |  | 1 | 20 |  | 0 | 21 |  |  | * |  |  | None | *
5 | - PIFHOSE.1684437312791 | ALUM FLEX CONDUIT 1/2" | 0 | Sub-assembly | Active |  | 26 | 1 |  |  |  | Item | 1 | EA | 100 | 1 | 1 | Date |  |  | 2024-09-30 15:41 |  | * | [6 empty] | 1 |  | 1 | 0 |  | 0 | 7 |  |  | * |  |  | None | *
6 | 05-FLEX-0100 | ALUM FLEX CONDUIT 1/2" | 0 | Purchased Item | Active |  | 1 | 1 |  |  |  | Item | 2.387 | FT | 100 | 1 | 2.387 | Date |  |  | 2024-09-30 15:41 |  | * | [6 empty] | 2.387 |  | 1 | 5 |  | 0 | 6 |  |  | * |  |  | None | *
5 | - PISWEEP.1684437312573-2 | EMT COUNDUIT 1/2" | 0 | Sub-assembly | Active |  | 27 | 1 |  |  |  | Item | 1 | EA | 100 | 1 | 1 | Date |  |  | 2024-09-30 15:41 |  | * | [6 empty] | 1 |  | 1 | 0 |  | 0 | 17 |  |  | * |  |  | None | *
6 | 05-EMT-0100 | EMT COUNDUIT 1/2" | 0 | Purchased Item | Active |  | 1 | 1 |  |  |  | Item | 5.4083 | FT | 100 | 1 | 5.4083 | Date |  |  | 2024-09-30 15:41 |  | * | [6 empty] | 5.4083 |  | 1 | 15 |  | 0 | 16 |  |  | * |  |  | None | *
5 | - PIFHOSE.1684437312681 | 3/8" Corrugated PVC flexible tubing PN TB EFC038 | 0 | Sub-assembly | Active |  | 28 | 1 |  |  |  | Item | 1 | EA | 100 | 1 | 1 | Date |  |  | 2024-09-30 15:41 |  | * | [6 empty] | 1 |  | 1 | 0 |  | 0 | 22 |  |  | * |  |  | None | *
6 | 05-CTUBE-038 | 3/8" CORRUGATED PVC FLEXIBLE TUBING PN TB EFC038 | 0 | Purchased Item | Active |  | 1 | 1 |  |  |  | Item | 2.5069 | FT | 100 | 1 | 2.5069 | Date |  |  | 2024-09-30 15:41 |  | * | [6 empty] | 2.5069 |  | 1 | 20 |  | 0 | 21 |  |  | * |  |  | None | *
5 | - PISWEEP.1684437312131 | EMT COUNDUIT 1/2" | 0 | Sub-assembly | Active |  | 29 | 1 |  |  |  | Item | 1 | EA | 100 | 1 | 1 | Date |  |  | 2024-09-30 15:41 |  | * | [6 empty] | 1 |  | 1 | 0 |  | 0 | 17 |  |  | * |  |  | None | *
6 | 05-EMT-0100 | EMT COUNDUIT 1/2" | 0 | Purchased Item | Active |  | 1 | 1 |  |  |  | Item | 7.95 | FT | 100 | 1 | 7.95 | Date |  |  | 2024-09-30 15:41 |  | * | [6 empty] | 7.95 |  | 1 | 15 |  | 0 | 16 |  |  | * |  |  | None | *
5 | - PISWEEP.1684437312503-2 | EMT COUNDUIT 3/4" | 0 | Sub-assembly | Active |  | 30 | 1 |  |  |  | Item | 1 | EA | 100 | 1 | 1 | Date |  |  | 2024-09-30 15:41 |  | * | [6 empty] | 1 |  | 1 | 0 |  | 0 | 22 |  |  | * |  |  | None | *
6 | 05-EMT-0110 | EMT COUNDUIT 3/4" | 0 | Purchased Item | Active |  | 1 | 1 |  |  |  | Item | 1.392 | FT | 100 | 1 | 1.392 | Date |  |  | 2024-09-30 15:41 |  | * | [6 empty] | 1.392 |  | 1 | 20 |  | 0 | 21 |  |  | * |  |  | None | *
5 | - PISWEEP.1685648859353 | EMT COUNDUIT 1/2" | 0 | Sub-assembly | Active |  | 31 | 1 |  |  |  | Item | 1 | EA | 100 | 1 | 1 | Date |  |  | 2024-09-30 15:41 |  | * | [6 empty] | 1 |  | 1 | 0 |  | 0 | 17 |  |  | * |  |  | None | *
6 | 05-EMT-0100 | EMT COUNDUIT 1/2" | 0 | Purchased Item | Active |  | 1 | 1 |  |  |  | Item | 0.5 | FT | 100 | 1 | 0.5 | Date |  |  | 2024-09-30 15:41 |  | * | [6 empty] | 0.5 |  | 1 | 15 |  | 0 | 16 |  |  | * |  |  | None | *
5 | - PISWEEP.1685026652865 | EMT COUNDUIT 1/2" | 0 | Sub-assembly | Active |  | 32 | 1 |  |  |  | Item | 1 | EA | 100 | 1 | 1 | Date |  |  | 2024-09-30 15:41 |  | * | [6 empty] | 1 |  | 1 | 0 |  | 0 | 17 |  |  | * |  |  | None | *
6 | 05-EMT-0100 | EMT COUNDUIT 1/2" | 0 | Purchased Item | Active |  | 1 | 1 |  |  |  | Item | 6.8417 | FT | 100 | 1 | 6.8417 | Date |  |  | 2024-09-30 15:41 |  | * | [6 empty] | 6.8417 |  | 1 | 15 |  | 0 | 16 |  |  | * |  |  | None | *
5 | - PIFHOSE.1684437312671 | 3/8" Corrugated PVC flexible tubing PN TB EFC038 | 0 | Sub-assembly | Active |  | 33 | 1 |  |  |  | Item | 1 | EA | 100 | 1 | 1 | Date |  |  | 2024-09-30 15:41 |  | * | [6 empty] | 1 |  | 1 | 0 |  | 0 | 22 |  |  | * |  |  | None | *
6 | 05-CTUBE-038 | 3/8" CORRUGATED PVC FLEXIBLE TUBING PN TB EFC038 | 0 | Purchased Item | Active |  | 1 | 1 |  |  |  | Item | 2.1928 | FT | 100 | 1 | 2.1928 | Date |  |  | 2024-09-30 15:41 |  | * | [6 empty] | 2.1928 |  | 1 | 20 |  | 0 | 21 |  |  | * |  |  | None | *
5 | - PISWEEP.1684437312487-2 | EMT COUNDUIT 1/2" | 0 | Sub-assembly | Active |  | 34 | 1 |  |  |  | Item | 1 | EA | 100 | 1 | 1 | Date |  |  | 2024-09-30 15:41 |  | * | [6 empty] | 1 |  | 1 | 0 |  | 0 | 17 |  |  | * |  |  | None | *
6 | 05-EMT-0100 | EMT COUNDUIT 1/2" | 0 | Purchased Item | Active |  | 1 | 1 |  |  |  | Item | 1.8917 | FT | 100 | 1 | 1.8917 | Date |  |  | 2024-09-30 15:41 |  | * | [6 empty] | 1.8917 |  | 1 | 15 |  | 0 | 16 |  |  | * |  |  | None | *
5 | - PIFHOSE.1684437312661 | 3/8" Corrugated PVC flexible tubing PN TB EFC038 | 0 | Sub-assembly | Active |  | 36 | 1 |  |  |  | Item | 1 | EA | 100 | 1 | 1 | Date |  |  | 2024-09-30 15:41 |  | * | [6 empty] | 1 |  | 1 | 0 |  | 0 | 22 |  |  | * |  |  | None | *
6 | 05-CTUBE-038 | 3/8" CORRUGATED PVC FLEXIBLE TUBING PN TB EFC038 | 0 | Purchased Item | Active |  | 1 | 1 |  |  |  | Item | 2.5413 | FT | 100 | 1 | 2.5413 | Date |  |  | 2024-09-30 15:41 |  | * | [6 empty] | 2.5413 |  | 1 | 20 |  | 0 | 21 |  |  | * |  |  | None | *
5 | - PISWEEP.1684437312567 | EMT COUNDUIT 1/2" | 0 | Sub-assembly | Active |  | 37 | 1 |  |  |  | Item | 1 | EA | 100 | 1 | 1 | Date |  |  | 2024-09-30 15:41 |  | * | [6 empty] | 1 |  | 1 | 0 |  | 0 | 17 |  |  | * |  |  | None | *
6 | 05-EMT-0100 | EMT COUNDUIT 1/2" | 0 | Purchased Item | Active |  | 1 | 1 |  |  |  | Item | 10.033 | FT | 100 | 1 | 10.033 | Date |  |  | 2024-09-30 15:41 |  | * | [6 empty] | 10.033 |  | 1 | 15 |  | 0 | 16 |  |  | * |  |  | None | *
5 | - PISWEEP.1685026652234 | EMT COUNDUIT 1/2" | 0 | Sub-assembly | Active |  | 38 | 1 |  |  |  | Item | 1 | EA | 100 | 1 | 1 | Date |  |  | 2024-09-30 15:41 |  | * | [6 empty] | 1 |  | 1 | 0 |  | 0 | 17 |  |  | * |  |  | None | *
6 | 05-EMT-0100 | EMT COUNDUIT 1/2" | 0 | Purchased Item | Active |  | 1 | 1 |  |  |  | Item | 3.7896 | FT | 100 | 1 | 3.7896 | Date |  |  | 2024-09-30 15:41 |  | * | [6 empty] | 3.7896 |  | 1 | 15 |  | 0 | 16 |  |  | * |  |  | None | *
5 | - PIFHOSE.1684437312742 | ALUM FLEX CONDUIT 1/2" | 0 | Sub-assembly | Active |  | 39 | 1 |  |  |  | Item | 1 | EA | 100 | 1 | 1 | Date |  |  | 2024-09-30 15:41 |  | * | [6 empty] | 1 |  | 1 | 0 |  | 0 | 7 |  |  | * |  |  | None | *
6 | 05-FLEX-0100 | ALUM FLEX CONDUIT 1/2" | 0 | Purchased Item | Active |  | 1 | 1 |  |  |  | Item | 2.7163 | FT | 100 | 1 | 2.7163 | Date |  |  | 2024-09-30 15:41 |  | * | [6 empty] | 2.7163 |  | 1 | 5 |  | 0 | 6 |  |  | * |  |  | None | *
5 | - PIFHOSE.1684437312590-2 | ALUM FLEX CONDUIT 1/2" | 0 | Sub-assembly | Active |  | 40 | 1 |  |  |  | Item | 1 | EA | 100 | 1 | 1 | Date |  |  | 2024-09-30 15:41 |  | * | [6 empty] | 1 |  | 1 | 0 |  | 0 | 7 |  |  | * |  |  | None | *
6 | 05-FLEX-0100 | ALUM FLEX CONDUIT 1/2" | 0 | Purchased Item | Active |  | 1 | 1 |  |  |  | Item | 0.67567 | FT | 100 | 1 | 0.67567 | Date |  |  | 2024-09-30 15:41 |  | * | [6 empty] | 0.67567 |  | 1 | 5 |  | 0 | 6 |  |  | * |  |  | None | *
5 | - PIFHOSE.1684437312691 | 3/8" Corrugated PVC flexible tubing PN TB EFC038 | 0 | Sub-assembly | Active |  | 41 | 1 |  |  |  | Item | 1 | EA | 100 | 1 | 1 | Date |  |  | 2024-09-30 15:41 |  | * | [6 empty] | 1 |  | 1 | 0 |  | 0 | 22 |  |  | * |  |  | None | *
6 | 05-CTUBE-038 | 3/8" CORRUGATED PVC FLEXIBLE TUBING PN TB EFC038 | 0 | Purchased Item | Active |  | 1 | 1 |  |  |  | Item | 2.546 | FT | 100 | 1 | 2.546 | Date |  |  | 2024-09-30 15:41 |  | * | [6 empty] | 2.546 |  | 1 | 20 |  | 0 | 21 |  |  | * |  |  | None | *
5 | - PISWEEP.1684437312610-2 | EMT COUNDUIT 3/4" | 0 | Sub-assembly | Active |  | 42 | 1 |  |  |  | Item | 1 | EA | 100 | 1 | 1 | Date |  |  | 2024-09-30 15:41 |  | * | [6 empty] | 1 |  | 1 | 0 |  | 0 | 22 |  |  | * |  |  | None | *
6 | 05-EMT-0110 | EMT COUNDUIT 3/4" | 0 | Purchased Item | Active |  | 1 | 1 |  |  |  | Item | 1.1083 | FT | 100 | 1 | 1.1083 | Date |  |  | 2024-09-30 15:41 |  | * | [6 empty] | 1.1083 |  | 1 | 20 |  | 0 | 21 |  |  | * |  |  | None | *
5 | - PIFHOSE.1684437312631 | 3/8" Corrugated PVC flexible tubing PN TB EFC038 | 0 | Sub-assembly | Active |  | 43 | 1 |  |  |  | Item | 1 | EA | 100 | 1 | 1 | Date |  |  | 2024-09-30 15:41 |  | * | [6 empty] | 1 |  | 1 | 0 |  | 0 | 22 |  |  | * |  |  | None | *
6 | 05-CTUBE-038 | 3/8" CORRUGATED PVC FLEXIBLE TUBING PN TB EFC038 | 0 | Purchased Item | Active |  | 1 | 1 |  |  |  | Item | 2.5558 | FT | 100 | 1 | 2.5558 | Date |  |  | 2024-09-30 15:41 |  | * | [6 empty] | 2.5558 |  | 1 | 20 |  | 0 | 21 |  |  | * |  |  | None | *
5 | - PISWEEP.1684437312422-2 | EMT COUNDUIT 1/2" | 0 | Sub-assembly | Active |  | 44 | 1 |  |  |  | Item | 1 | EA | 100 | 1 | 1 | Date |  |  | 2024-09-30 15:41 |  | * | [6 empty] | 1 |  | 1 | 0 |  | 0 | 17 |  |  | * |  |  | None | *
6 | 05-EMT-0100 | EMT COUNDUIT 1/2" | 0 | Purchased Item | Active |  | 1 | 1 |  |  |  | Item | 5.799 | FT | 100 | 1 | 5.799 | Date |  |  | 2024-09-30 15:41 |  | * | [6 empty] | 5.799 |  | 1 | 15 |  | 0 | 16 |  |  | * |  |  | None | *
5 | - PIFHOSE.1684437312787 | ALUM FLEX CONDUIT 1/2" | 0 | Sub-assembly | Active |  | 45 | 1 |  |  |  | Item | 1 | EA | 100 | 1 | 1 | Date |  |  | 2024-09-30 15:41 |  | * | [6 empty] | 1 |  | 1 | 0 |  | 0 | 7 |  |  | * |  |  | None | *
6 | 05-FLEX-0100 | ALUM FLEX CONDUIT 1/2" | 0 | Purchased Item | Active |  | 1 | 1 |  |  |  | Item | 1.7188 | FT | 100 | 1 | 1.7188 | Date |  |  | 2024-09-30 15:41 |  | * | [6 empty] | 1.7188 |  | 1 | 5 |  | 0 | 6 |  |  | * |  |  | None | *
5 | - PISWEEP.1684437312516 | EMT COUNDUIT 1/2" | 0 | Sub-assembly | Active |  | 46 | 1 |  |  |  | Item | 1 | EA | 100 | 1 | 1 | Date |  |  | 2024-09-30 15:41 |  | * | [6 empty] | 1 |  | 1 | 0 |  | 0 | 17 |  |  | * |  |  | None | *
6 | 05-EMT-0100 | EMT COUNDUIT 1/2" | 0 | Purchased Item | Active |  | 1 | 1 |  |  |  | Item | 1.818 | FT | 100 | 1 | 1.818 | Date |  |  | 2024-09-30 15:41 |  | * | [6 empty] | 1.818 |  | 1 | 15 |  | 0 | 16 |  |  | * |  |  | None | *
5 | - PISWEEP.1685988169953 | EMT COUNDUIT 1/2" | 0 | Sub-assembly | Active |  | 48 | 1 |  |  |  | Item | 1 | EA | 100 | 1 | 1 | Date |  |  | 2024-09-30 15:41 |  | * | [6 empty] | 1 |  | 1 | 0 |  | 0 | 17 |  |  | * |  |  | None | *
6 | 05-EMT-0100 | EMT COUNDUIT 1/2" | 0 | Purchased Item | Active |  | 1 | 1 |  |  |  | Item | 0.26667 | FT | 100 | 1 | 0.26667 | Date |  |  | 2024-09-30 15:41 |  | * | [6 empty] | 0.26667 |  | 1 | 15 |  | 0 | 16 |  |  | * |  |  | None | *
5 | - PISWEEP.1684437312499-2 | EMT COUNDUIT 3/4" | 0 | Sub-assembly | Active |  | 49 | 1 |  |  |  | Item | 1 | EA | 100 | 1 | 1 | Date |  |  | 2024-09-30 15:41 |  | * | [6 empty] | 1 |  | 1 | 0 |  | 0 | 22 |  |  | * |  |  | None | *
6 | 05-EMT-0110 | EMT COUNDUIT 3/4" | 0 | Purchased Item | Active |  | 1 | 1 |  |  |  | Item | 0.975 | FT | 100 | 1 | 0.975 | Date |  |  | 2024-09-30 15:41 |  | * | [6 empty] | 0.975 |  | 1 | 20 |  | 0 | 21 |  |  | * |  |  | None | *
5 | - PISWEEP.1685986403277 | EMT COUNDUIT 1/2" | 0 | Sub-assembly | Active |  | 50 | 1 |  |  |  | Item | 1 | EA | 100 | 1 | 1 | Date |  |  | 2024-09-30 15:41 |  | * | [6 empty] | 1 |  | 1 | 0 |  | 0 | 17 |  |  | * |  |  | None | *
6 | 05-EMT-0100 | EMT COUNDUIT 1/2" | 0 | Purchased Item | Active |  | 1 | 1 |  |  |  | Item | 2.2893 | FT | 100 | 1 | 2.2893 | Date |  |  | 2024-09-30 15:41 |  | * | [6 empty] | 2.2893 |  | 1 | 15 |  | 0 | 16 |  |  | * |  |  | None | *
5 | - PISWEEP.1684437312448-2 | EMT COUNDUIT 1/2" | 0 | Sub-assembly | Active |  | 51 | 1 |  |  |  | Item | 1 | EA | 100 | 1 | 1 | Date |  |  | 2024-09-30 15:41 |  | * | [6 empty] | 1 |  | 1 | 0 |  | 0 | 17 |  |  | * |  |  | None | *
6 | 05-EMT-0100 | EMT COUNDUIT 1/2" | 0 | Purchased Item | Active |  | 1 | 1 |  |  |  | Item | 3.75 | FT | 100 | 1 | 3.75 | Date |  |  | 2024-09-30 15:41 |  | * | [6 empty] | 3.75 |  | 1 | 15 |  | 0 | 16 |  |  | * |  |  | None | *
5 | - PISWEEP.1684437312558-2 | EMT COUNDUIT 1-1/2" | 0 | Sub-assembly | Active |  | 52 | 1 |  |  |  | Item | 1 | EA | 100 | 1 | 1 | Date |  |  | 2024-09-30 15:41 |  | * | [6 empty] | 1 |  | 1 | 0 |  | 0 | 17 |  |  | * |  |  | None | *
6 | 05-EMT-0140 | EMT COUNDUIT 1-1/2" | 0 | Purchased Item | Active |  | 1 | 1 |  |  |  | Item | 5.492 | FT | 100 | 1 | 5.492 | Date |  |  | 2024-09-30 15:41 |  | * | [6 empty] | 5.492 |  | 1 | 15 |  | 0 | 16 |  |  | * |  |  | None | *
5 | - PISWEEP.1684437312512-2 | EMT COUNDUIT 1/2" | 0 | Sub-assembly | Active |  | 53 | 1 |  |  |  | Item | 1 | EA | 100 | 1 | 1 | Date |  |  | 2024-09-30 15:41 |  | * | [6 empty] | 1 |  | 1 | 0 |  | 0 | 17 |  |  | * |  |  | None | *
6 | 05-EMT-0100 | EMT COUNDUIT 1/2" | 0 | Purchased Item | Active |  | 1 | 1 |  |  |  | Item | 1.7 | FT | 100 | 1 | 1.7 | Date |  |  | 2024-09-30 15:41 |  | * | [6 empty] | 1.7 |  | 1 | 15 |  | 0 | 16 |  |  | * |  |  | None | *
5 | - PIFHOSE.1684437312676 | 3/8" Corrugated PVC flexible tubing PN TB EFC038 | 0 | Sub-assembly | Active |  | 54 | 1 |  |  |  | Item | 1 | EA | 100 | 1 | 1 | Date |  |  | 2024-09-30 15:41 |  | * | [6 empty] | 1 |  | 1 | 0 |  | 0 | 22 |  |  | * |  |  | None | *
6 | 05-CTUBE-038 | 3/8" CORRUGATED PVC FLEXIBLE TUBING PN TB EFC038 | 0 | Purchased Item | Active |  | 1 | 1 |  |  |  | Item | 2.6218 | FT | 100 | 1 | 2.6218 | Date |  |  | 2024-09-30 15:41 |  | * | [6 empty] | 2.6218 |  | 1 | 20 |  | 0 | 21 |  |  | * |  |  | None | *
5 | - PIFHOSE.1684437312772 | ALUM FLEX CONDUIT 1/2" | 0 | Sub-assembly | Active |  | 55 | 1 |  |  |  | Item | 1 | EA | 100 | 1 | 1 | Date |  |  | 2024-09-30 15:41 |  | * | [6 empty] | 1 |  | 1 | 0 |  | 0 | 7 |  |  | * |  |  | None | *
6 | 05-FLEX-0100 | ALUM FLEX CONDUIT 1/2" | 0 | Purchased Item | Active |  | 1 | 1 |  |  |  | Item | 1.0528 | FT | 100 | 1 | 1.0528 | Date |  |  | 2024-09-30 15:41 |  | * | [6 empty] | 1.0528 |  | 1 | 5 |  | 0 | 6 |  |  | * |  |  | None | *
5 | - PISWEEP.1684437312465-2 | EMT COUNDUIT 1/2" | 0 | Sub-assembly | Active |  | 57 | 1 |  |  |  | Item | 1 | EA | 100 | 1 | 1 | Date |  |  | 2024-09-30 15:41 |  | * | [6 empty] | 1 |  | 1 | 0 |  | 0 | 17 |  |  | * |  |  | None | *
6 | 05-EMT-0100 | EMT COUNDUIT 1/2" | 0 | Purchased Item | Active |  | 1 | 1 |  |  |  | Item | 9.141 | FT | 100 | 1 | 9.141 | Date |  |  | 2024-09-30 15:41 |  | * | [6 empty] | 9.141 |  | 1 | 15 |  | 0 | 16 |  |  | * |  |  | None | *
5 | - PISWEEP.1684437312577-2 | EMT COUNDUIT 1/2" | 0 | Sub-assembly | Active |  | 58 | 1 |  |  |  | Item | 1 | EA | 100 | 1 | 1 | Date |  |  | 2024-09-30 15:41 |  | * | [6 empty] | 1 |  | 1 | 0 |  | 0 | 17 |  |  | * |  |  | None | *
6 | 05-EMT-0100 | EMT COUNDUIT 1/2" | 0 | Purchased Item | Active |  | 1 | 1 |  |  |  | Item | 2.8333 | FT | 100 | 1 | 2.8333 | Date |  |  | 2024-09-30 15:41 |  | * | [6 empty] | 2.8333 |  | 1 | 15 |  | 0 | 16 |  |  | * |  |  | None | *
5 | - PISWEEP.1684437312456-2 | EMT COUNDUIT 1/2" | 0 | Sub-assembly | Active |  | 59 | 1 |  |  |  | Item | 1 | EA | 100 | 1 | 1 | Date |  |  | 2024-09-30 15:41 |  | * | [6 empty] | 1 |  | 1 | 0 |  | 0 | 17 |  |  | * |  |  | None | *
6 | 05-EMT-0100 | EMT COUNDUIT 1/2" | 0 | Purchased Item | Active |  | 1 | 1 |  |  |  | Item | 4.3083 | FT | 100 | 1 | 4.3083 | Date |  |  | 2024-09-30 15:41 |  | * | [6 empty] | 4.3083 |  | 1 | 15 |  | 0 | 16 |  |  | * |  |  | None | *
5 | - PIFHOSE.1684437312636 | 3/8" Corrugated PVC flexible tubing PN TB EFC038 | 0 | Sub-assembly | Active |  | 60 | 1 |  |  |  | Item | 1 | EA | 100 | 1 | 1 | Date |  |  | 2024-09-30 15:41 |  | * | [6 empty] | 1 |  | 1 | 0 |  | 0 | 22 |  |  | * |  |  | None | *
6 | 05-CTUBE-038 | 3/8" CORRUGATED PVC FLEXIBLE TUBING PN TB EFC038 | 0 | Purchased Item | Active |  | 1 | 1 |  |  |  | Item | 2.3161 | FT | 100 | 1 | 2.3161 | Date |  |  | 2024-09-30 15:41 |  | * | [6 empty] | 2.3161 |  | 1 | 20 |  | 0 | 21 |  |  | * |  |  | None | *
5 | - PISWEEP.1684437312434-2 | EMT COUNDUIT 1/2" | 0 | Sub-assembly | Active |  | 61 | 1 |  |  |  | Item | 1 | EA | 100 | 1 | 1 | Date |  |  | 2024-09-30 15:41 |  | * | [6 empty] | 1 |  | 1 | 0 |  | 0 | 17 |  |  | * |  |  | None | *
6 | 05-EMT-0100 | EMT COUNDUIT 1/2" | 0 | Purchased Item | Active |  | 1 | 1 |  |  |  | Item | 5.8083 | FT | 100 | 1 | 5.8083 | Date |  |  | 2024-09-30 15:41 |  | * | [6 empty] | 5.8083 |  | 1 | 15 |  | 0 | 16 |  |  | * |  |  | None | *
5 | - PISWEEP.1684437312426-2 | EMT COUNDUIT 1/2" | 0 | Sub-assembly | Active |  | 62 | 1 |  |  |  | Item | 1 | EA | 100 | 1 | 1 | Date |  |  | 2024-09-30 15:41 |  | * | [6 empty] | 1 |  | 1 | 0 |  | 0 | 17 |  |  | * |  |  | None | *
6 | 05-EMT-0100 | EMT COUNDUIT 1/2" | 0 | Purchased Item | Active |  | 1 | 1 |  |  |  | Item | 3.827 | FT | 100 | 1 | 3.827 | Date |  |  | 2024-09-30 15:41 |  | * | [6 empty] | 3.827 |  | 1 | 15 |  | 0 | 16 |  |  | * |  |  | None | *
5 | - PISWEEP.1684437312533-2 | EMT COUNDUIT 1/2" | 0 | Sub-assembly | Active |  | 63 | 1 |  |  |  | Item | 1 | EA | 100 | 1 | 1 | Date |  |  | 2024-09-30 15:41 |  | * | [6 empty] | 1 |  | 1 | 0 |  | 0 | 17 |  |  | * |  |  | None | *
6 | 05-EMT-0100 | EMT COUNDUIT 1/2" | 0 | Purchased Item | Active |  | 1 | 1 |  |  |  | Item | 5.9873 | FT | 100 | 1 | 5.9873 | Date |  |  | 2024-09-30 15:41 |  | * | [6 empty] | 5.9873 |  | 1 | 15 |  | 0 | 16 |  |  | * |  |  | None | *
5 | - PIFHOSE.1684437312717 | ALUM FLEX CONDUIT 1/2" | 0 | Sub-assembly | Active |  | 64 | 1 |  |  |  | Item | 1 | EA | 100 | 1 | 1 | Date |  |  | 2024-09-30 15:41 |  | * | [6 empty] | 1 |  | 1 | 0 |  | 0 | 7 |  |  | * |  |  | None | *
6 | 05-FLEX-0100 | ALUM FLEX CONDUIT 1/2" | 0 | Purchased Item | Active |  | 1 | 1 |  |  |  | Item | 0.94317 | FT | 100 | 1 | 0.94317 | Date |  |  | 2024-09-30 15:41 |  | * | [6 empty] | 0.94317 |  | 1 | 5 |  | 0 | 6 |  |  | * |  |  | None | *
5 | - PISWEEP.1684993275059 | EMT COUNDUIT 1-1/2" | 0 | Sub-assembly | Active |  | 65 | 1 |  |  |  | Item | 1 | EA | 100 | 1 | 1 | Date |  |  | 2024-09-30 15:41 |  | * | [6 empty] | 1 |  | 1 | 0 |  | 0 | 17 |  |  | * |  |  | None | *
6 | 05-EMT-0140 | EMT COUNDUIT 1-1/2" | 0 | Purchased Item | Active |  | 1 | 1 |  |  |  | Item | 10 | FT | 100 | 1 | 10 | Date |  |  | 2024-09-30 15:41 |  | * | [6 empty] | 10 |  | 1 | 15 |  | 0 | 16 |  |  | * |  |  | None | *
5 | - PISWEEP.1684437312551-2 | EMT COUNDUIT 1-1/2" | 0 | Sub-assembly | Active |  | 66 | 1 |  |  |  | Item | 1 | EA | 100 | 1 | 1 | Date |  |  | 2024-09-30 15:41 |  | * | [6 empty] | 1 |  | 1 | 0 |  | 0 | 17 |  |  | * |  |  | None | *
6 | 05-EMT-0140 | EMT COUNDUIT 1-1/2" | 0 | Purchased Item | Active |  | 1 | 1 |  |  |  | Item | 9.0333 | FT | 100 | 1 | 9.0333 | Date |  |  | 2024-09-30 15:41 |  | * | [6 empty] | 9.0333 |  | 1 | 15 |  | 0 | 16 |  |  | * |  |  | None | *
5 | - PIFHOSE.1684437312646 | 3/8" Corrugated PVC flexible tubing PN TB EFC038 | 0 | Sub-assembly | Active |  | 68 | 1 |  |  |  | Item | 1 | EA | 100 | 1 | 1 | Date |  |  | 2024-09-30 15:41 |  | * | [6 empty] | 1 |  | 1 | 0 |  | 0 | 22 |  |  | * |  |  | None | *
6 | 05-CTUBE-038 | 3/8" CORRUGATED PVC FLEXIBLE TUBING PN TB EFC038 | 0 | Purchased Item | Active |  | 1 | 1 |  |  |  | Item | 2.4417 | FT | 100 | 1 | 2.4417 | Date |  |  | 2024-09-30 15:41 |  | * | [6 empty] | 2.4417 |  | 1 | 20 |  | 0 | 21 |  |  | * |  |  | None | *
5 | - PISWEEP.1684437312496-2 | EMT COUNDUIT 3/4" | 0 | Sub-assembly | Active |  | 69 | 1 |  |  |  | Item | 1 | EA | 100 | 1 | 1 | Date |  |  | 2024-09-30 15:41 |  | * | [6 empty] | 1 |  | 1 | 0 |  | 0 | 22 |  |  | * |  |  | None | *
6 | 05-EMT-0110 | EMT COUNDUIT 3/4" | 0 | Purchased Item | Active |  | 1 | 1 |  |  |  | Item | 1.3083 | FT | 100 | 1 | 1.3083 | Date |  |  | 2024-09-30 15:41 |  | * | [6 empty] | 1.3083 |  | 1 | 20 |  | 0 | 21 |  |  | * |  |  | None | *
5 | - PIFHOSE.1684437312782 | ALUM FLEX CONDUIT 1/2" | 0 | Sub-assembly | Active |  | 70 | 1 |  |  |  | Item | 1 | EA | 100 | 1 | 1 | Date |  |  | 2024-09-30 15:41 |  | * | [6 empty] | 1 |  | 1 | 0 |  | 0 | 7 |  |  | * |  |  | None | *
6 | 05-FLEX-0100 | ALUM FLEX CONDUIT 1/2" | 0 | Purchased Item | Active |  | 1 | 1 |  |  |  | Item | 2.5457 | FT | 100 | 1 | 2.5457 | Date |  |  | 2024-09-30 15:41 |  | * | [6 empty] | 2.5457 |  | 1 | 5 |  | 0 | 6 |  |  | * |  |  | None | *
5 | - PIFHOSE.1684437312712 | 3/8" Corrugated PVC flexible tubing PN TB EFC038 | 0 | Sub-assembly | Active |  | 71 | 1 |  |  |  | Item | 1 | EA | 100 | 1 | 1 | Date |  |  | 2024-09-30 15:41 |  | * | [6 empty] | 1 |  | 1 | 0 |  | 0 | 22 |  |  | * |  |  | None | *
6 | 05-CTUBE-038 | 3/8" CORRUGATED PVC FLEXIBLE TUBING PN TB EFC038 | 0 | Purchased Item | Active |  | 1 | 1 |  |  |  | Item | 2.198 | FT | 100 | 1 | 2.198 | Date |  |  | 2024-09-30 15:41 |  | * | [6 empty] | 2.198 |  | 1 | 20 |  | 0 | 21 |  |  | * |  |  | None | *
5 | - PISWEEP.1684437312482 | EMT COUNDUIT 1/2" | 0 | Sub-assembly | Active |  | 72 | 1 |  |  |  | Item | 1 | EA | 100 | 1 | 1 | Date |  |  | 2024-09-30 15:41 |  | * | [6 empty] | 1 |  | 1 | 0 |  | 0 | 17 |  |  | * |  |  | None | *
6 | 05-EMT-0100 | EMT COUNDUIT 1/2" | 0 | Purchased Item | Active |  | 1 | 1 |  |  |  | Item | 2.2622 | FT | 100 | 1 | 2.2622 | Date |  |  | 2024-09-30 15:41 |  | * | [6 empty] | 2.2622 |  | 1 | 15 |  | 0 | 16 |  |  | * |  |  | None | *
5 | - PISWEEP.1684437312585-2 | EMT COUNDUIT 1/2" | 0 | Sub-assembly | Active |  | 73 | 1 |  |  |  | Item | 1 | EA | 100 | 1 | 1 | Date |  |  | 2024-09-30 15:41 |  | * | [6 empty] | 1 |  | 1 | 0 |  | 0 | 17 |  |  | * |  |  | None | *
6 | 05-EMT-0100 | EMT COUNDUIT 1/2" | 0 | Purchased Item | Active |  | 1 | 1 |  |  |  | Item | 1.7083 | FT | 100 | 1 | 1.7083 | Date |  |  | 2024-09-30 15:41 |  | * | [6 empty] | 1.7083 |  | 1 | 15 |  | 0 | 16 |  |  | * |  |  | None | *
5 | - PISWEEP.1684437312727 | EMT COUNDUIT 3/4" | 0 | Sub-assembly | Active |  | 74 | 1 |  |  |  | Item | 1 | EA | 100 | 1 | 1 | Date |  |  | 2024-09-30 15:41 |  | * | [6 empty] | 1 |  | 1 | 0 |  | 0 | 22 |  |  | * |  |  | None | *
6 | 05-EMT-0110 | EMT COUNDUIT 3/4" | 0 | Purchased Item | Active |  | 1 | 1 |  |  |  | Item | 2.8333 | FT | 100 | 1 | 2.8333 | Date |  |  | 2024-09-30 15:41 |  | * | [6 empty] | 2.8333 |  | 1 | 20 |  | 0 | 21 |  |  | * |  |  | None | *
5 | - PIFHOSE.1684437312801 | ALUM FLEX CONDUIT 3/8" | 0 | Sub-assembly | Active |  | 75 | 1 |  |  |  | Item | 1 | EA | 100 | 1 | 1 | Date |  |  | 2024-09-30 15:41 |  | * | [6 empty] | 1 |  | 1 | 0 |  | 0 | 17 |  |  | * |  |  | None | *
6 | 05-FLEX-0102 | ALUM FLEX CONDUIT 3/8" | 0 | Purchased Item | Active |  | 1 | 1 |  |  |  | Item | 0.859 | FT | 100 | 1 | 0.859 | Date |  |  | 2024-09-30 15:41 |  | * | [6 empty] | 0.859 |  | 1 | 15 |  | 0 | 16 |  |  | * |  |  | None | *
5 | - PIFHOSE.1684437312732 | ALUM FLEX CONDUIT 3/4" | 0 | Sub-assembly | Active |  | 76 | 1 |  |  |  | Item | 1 | EA | 100 | 1 | 1 | Date |  |  | 2024-09-30 15:41 |  | * | [6 empty] | 1 |  | 1 | 0 |  | 0 | 17 |  |  | * |  |  | None | *
6 | 05-FLEX-0110 | ALUM FLEX CONDUIT 3/4" | 0 | Purchased Item | Active |  | 1 | 1 |  |  |  | Item | 2.7558 | FT | 100 | 1 | 2.7558 | Date |  |  | 2024-09-30 15:41 |  | * | [6 empty] | 2.7558 |  | 1 | 15 |  | 0 | 16 |  |  | * |  |  | None | *
5 | - PISWEEP.1684437312619 | EMT COUNDUIT 1/2" | 0 | Sub-assembly | Active |  | 77 | 1 |  |  |  | Item | 1 | EA | 100 | 1 | 1 | Date |  |  | 2024-09-30 15:41 |  | * | [6 empty] | 1 |  | 1 | 0 |  | 0 | 17 |  |  | * |  |  | None | *
6 | 05-EMT-0100 | EMT COUNDUIT 1/2" | 0 | Purchased Item | Active |  | 1 | 1 |  |  |  | Item | 5.5682 | FT | 100 | 1 | 5.5682 | Date |  |  | 2024-09-30 15:41 |  | * | [6 empty] | 5.5682 |  | 1 | 15 |  | 0 | 16 |  |  | * |  |  | None | *
5 | - PIFHOSE.1684437312722 | ALUM FLEX CONDUIT 3/4" | 0 | Sub-assembly | Active |  | 78 | 1 |  |  |  | Item | 1 | EA | 100 | 1 | 1 | Date |  |  | 2024-09-30 15:41 |  | * | [6 empty] | 1 |  | 1 | 0 |  | 0 | 17 |  |  | * |  |  | None | *
6 | 05-FLEX-0110 | ALUM FLEX CONDUIT 3/4" | 0 | Purchased Item | Active |  | 1 | 1 |  |  |  | Item | 1.075 | FT | 100 | 1 | 1.075 | Date |  |  | 2024-09-30 15:41 |  | * | [6 empty] | 1.075 |  | 1 | 15 |  | 0 | 16 |  |  | * |  |  | None | *
5 | - PIFHOSE.1684437312656 | 3/8" Corrugated PVC flexible tubing PN TB EFC038 | 0 | Sub-assembly | Active |  | 79 | 1 |  |  |  | Item | 1 | EA | 100 | 1 | 1 | Date |  |  | 2024-09-30 15:41 |  | * | [6 empty] | 1 |  | 1 | 0 |  | 0 | 22 |  |  | * |  |  | None | *
6 | 05-CTUBE-038 | 3/8" CORRUGATED PVC FLEXIBLE TUBING PN TB EFC038 | 0 | Purchased Item | Active |  | 1 | 1 |  |  |  | Item | 2.3688 | FT | 100 | 1 | 2.3688 | Date |  |  | 2024-09-30 15:41 |  | * | [6 empty] | 2.3688 |  | 1 | 20 |  | 0 | 21 |  |  | * |  |  | None | *
5 | - PIFHOSE.1684437312641 | 3/8" Corrugated PVC flexible tubing PN TB EFC038 | 0 | Sub-assembly | Active |  | 80 | 1 |  |  |  | Item | 1 | EA | 100 | 1 | 1 | Date |  |  | 2024-09-30 15:41 |  | * | [6 empty] | 1 |  | 1 | 0 |  | 0 | 22 |  |  | * |  |  | None | *
6 | 05-CTUBE-038 | 3/8" CORRUGATED PVC FLEXIBLE TUBING PN TB EFC038 | 0 | Purchased Item | Active |  | 1 | 1 |  |  |  | Item | 2.2713 | FT | 100 | 1 | 2.2713 | Date |  |  | 2024-09-30 15:41 |  | * | [6 empty] | 2.2713 |  | 1 | 20 |  | 0 | 21 |  |  | * |  |  | None | *
5 | - PISWEEP.1684437312470-2 | EMT COUNDUIT 1/2" | 0 | Sub-assembly | Active |  | 81 | 1 |  |  |  | Item | 1 | EA | 100 | 1 | 1 | Date |  |  | 2024-09-30 15:41 |  | * | [6 empty] | 1 |  | 1 | 0 |  | 0 | 17 |  |  | * |  |  | None | *
6 | 05-EMT-0100 | EMT COUNDUIT 1/2" | 0 | Purchased Item | Active |  | 1 | 1 |  |  |  | Item | 1.7083 | FT | 100 | 1 | 1.7083 | Date |  |  | 2024-09-30 15:41 |  | * | [6 empty] | 1.7083 |  | 1 | 15 |  | 0 | 16 |  |  | * |  |  | None | *
5 | - PIFHOSE.1684437312707 | 3/8" Corrugated PVC flexible tubing PN TB EFC038 | 0 | Sub-assembly | Active |  | 82 | 1 |  |  |  | Item | 1 | EA | 100 | 1 | 1 | Date |  |  | 2024-09-30 15:41 |  | * | [6 empty] | 1 |  | 1 | 0 |  | 0 | 22 |  |  | * |  |  | None | *
6 | 05-CTUBE-038 | 3/8" CORRUGATED PVC FLEXIBLE TUBING PN TB EFC038 | 0 | Purchased Item | Active |  | 1 | 1 |  |  |  | Item | 2.432 | FT | 100 | 1 | 2.432 | Date |  |  | 2024-09-30 15:41 |  | * | [6 empty] | 2.432 |  | 1 | 20 |  | 0 | 21 |  |  | * |  |  | None | *
5 | - PISWEEP.1684437312441-2 | EMT COUNDUIT 1/2" | 0 | Sub-assembly | Active |  | 83 | 1 |  |  |  | Item | 1 | EA | 100 | 1 | 1 | Date |  |  | 2024-09-30 15:41 |  | * | [6 empty] | 1 |  | 1 | 0 |  | 0 | 17 |  |  | * |  |  | None | *
6 | 05-EMT-0100 | EMT COUNDUIT 1/2" | 0 | Purchased Item | Active |  | 1 | 1 |  |  |  | Item | 1.475 | FT | 100 | 1 | 1.475 | Date |  |  | 2024-09-30 15:41 |  | * | [6 empty] | 1.475 |  | 1 | 15 |  | 0 | 16 |  |  | * |  |  | None | *
5 | - PISWEEP.1684437312615-2 | EMT COUNDUIT 1/2" | 0 | Sub-assembly | Active |  | 84 | 1 |  |  |  | Item | 1 | EA | 100 | 1 | 1 | Date |  |  | 2024-09-30 15:41 |  | * | [6 empty] | 1 |  | 1 | 0 |  | 0 | 17 |  |  | * |  |  | None | *
6 | 05-EMT-0100 | EMT COUNDUIT 1/2" | 0 | Purchased Item | Active |  | 1 | 1 |  |  |  | Item | 3.9667 | FT | 100 | 1 | 3.9667 | Date |  |  | 2024-09-30 15:41 |  | * | [6 empty] | 3.9667 |  | 1 | 15 |  | 0 | 16 |  |  | * |  |  | None | *
5 | - PIFHOSE.1684437312686 | 3/8" Corrugated PVC flexible tubing PN TB EFC038 | 0 | Sub-assembly | Active |  | 85 | 1 |  |  |  | Item | 1 | EA | 100 | 1 | 1 | Date |  |  | 2024-09-30 15:41 |  | * | [6 empty] | 1 |  | 1 | 0 |  | 0 | 22 |  |  | * |  |  | None | *
6 | 05-CTUBE-038 | 3/8" CORRUGATED PVC FLEXIBLE TUBING PN TB EFC038 | 0 | Purchased Item | Active |  | 1 | 1 |  |  |  | Item | 2.209 | FT | 100 | 1 | 2.209 | Date |  |  | 2024-09-30 15:41 |  | * | [6 empty] | 2.209 |  | 1 | 20 |  | 0 | 21 |  |  | * |  |  | None | *
5 | - PIFHOSE.1684437312697 | 3/8" Corrugated PVC flexible tubing PN TB EFC038 | 0 | Sub-assembly | Active |  | 86 | 1 |  |  |  | Item | 1 | EA | 100 | 1 | 1 | Date |  |  | 2024-09-30 15:41 |  | * | [6 empty] | 1 |  | 1 | 0 |  | 0 | 22 |  |  | * |  |  | None | *
6 | 05-CTUBE-038 | 3/8" CORRUGATED PVC FLEXIBLE TUBING PN TB EFC038 | 0 | Purchased Item | Active |  | 1 | 1 |  |  |  | Item | 2.307 | FT | 100 | 1 | 2.307 | Date |  |  | 2024-09-30 15:41 |  | * | [6 empty] | 2.307 |  | 1 | 20 |  | 0 | 21 |  |  | * |  |  | None | *
5 | - PISWEEP.1684437312474-2 | EMT COUNDUIT 1/2" | 0 | Sub-assembly | Active |  | 87 | 1 |  |  |  | Item | 1 | EA | 100 | 1 | 1 | Date |  |  | 2024-09-30 15:41 |  | * | [6 empty] | 1 |  | 1 | 0 |  | 0 | 17 |  |  | * |  |  | None | *
6 | 05-EMT-0100 | EMT COUNDUIT 1/2" | 0 | Purchased Item | Active |  | 1 | 1 |  |  |  | Item | 3.2833 | FT | 100 | 1 | 3.2833 | Date |  |  | 2024-09-30 15:41 |  | * | [6 empty] | 3.2833 |  | 1 | 15 |  | 0 | 16 |  |  | * |  |  | None | *
5 | - PISWEEP.1684437312461-2 | EMT COUNDUIT 1/2" | 0 | Sub-assembly | Active |  | 88 | 1 |  |  |  | Item | 1 | EA | 100 | 1 | 1 | Date |  |  | 2024-09-30 15:41 |  | * | [6 empty] | 1 |  | 1 | 0 |  | 0 | 17 |  |  | * |  |  | None | *
6 | 05-EMT-0100 | EMT COUNDUIT 1/2" | 0 | Purchased Item | Active |  | 1 | 1 |  |  |  | Item | 0.5 | FT | 100 | 1 | 0.5 | Date |  |  | 2024-09-30 15:41 |  | * | [6 empty] | 0.5 |  | 1 | 15 |  | 0 | 16 |  |  | * |  |  | None | *
5 | - PISWEEP.1684968590050 | EMT COUNDUIT 1/2" | 0 | Sub-assembly | Active |  | 89 | 1 |  |  |  | Item | 1 | EA | 100 | 1 | 1 | Date |  |  | 2024-09-30 15:41 |  | * | [6 empty] | 1 |  | 1 | 0 |  | 0 | 17 |  |  | * |  |  | None | *
6 | 05-EMT-0100 | EMT COUNDUIT 1/2" | 0 | Purchased Item | Active |  | 1 | 1 |  |  |  | Item | 4.281 | FT | 100 | 1 | 4.281 | Date |  |  | 2024-09-30 15:41 |  | * | [6 empty] | 4.281 |  | 1 | 15 |  | 0 | 16 |  |  | * |  |  | None | *
5 | - PISWEEP.1684437312581-2 | EMT COUNDUIT 1/2" | 0 | Sub-assembly | Active |  | 90 | 1 |  |  |  | Item | 1 | EA | 100 | 1 | 1 | Date |  |  | 2024-09-30 15:41 |  | * | [6 empty] | 1 |  | 1 | 0 |  | 0 | 17 |  |  | * |  |  | None | *
6 | 05-EMT-0100 | EMT COUNDUIT 1/2" | 0 | Purchased Item | Active |  | 1 | 1 |  |  |  | Item | 1.6667 | FT | 100 | 1 | 1.6667 | Date |  |  | 2024-09-30 15:41 |  | * | [6 empty] | 1.6667 |  | 1 | 15 |  | 0 | 16 |  |  | * |  |  | None | *
5 | - PIFHOSE.1684437312595-2 | ALUM FLEX CONDUIT 1/2" | 0 | Sub-assembly | Active |  | 91 | 1 |  |  |  | Item | 1 | EA | 100 | 1 | 1 | Date |  |  | 2024-09-30 15:41 |  | * | [6 empty] | 1 |  | 1 | 0 |  | 0 | 7 |  |  | * |  |  | None | *
6 | 05-FLEX-0100 | ALUM FLEX CONDUIT 1/2" | 0 | Purchased Item | Active |  | 1 | 1 |  |  |  | Item | 0.58442 | FT | 100 | 1 | 0.58442 | Date |  |  | 2024-09-30 15:41 |  | * | [6 empty] | 0.58442 |  | 1 | 5 |  | 0 | 6 |  |  | * |  |  | None | *
4 | - 02_MCYSC4-LOWER.RUN01 | Electrical Mechanical Assembly | 0 | Sub-assembly | Active |  | 2 | 1 |  |  |  | Item | 1 | EA | 100 | 1 | 1 | Date |  |  | 2024-09-30 15:41 |  | * | [6 empty] | 1 |  | 1 | 0 |  | 0 | 23 |  |  | * |  |  | None | *
5 | - PIFHOSE.1684437312381 | ALUM FLEX CONDUIT 1/2" | 0 | Sub-assembly | Active |  | 1 | 1 |  |  |  | Item | 1 | EA | 100 | 1 | 1 | Date |  |  | 2024-09-30 15:41 |  | * | [6 empty] | 1 |  | 1 | 0 |  | 0 | 7 |  |  | * |  |  | None | *
6 | 05-FLEX-0100 | ALUM FLEX CONDUIT 1/2" | 0 | Purchased Item | Active |  | 1 | 1 |  |  |  | Item | 1.0482 | FT | 100 | 1 | 1.0482 | Date |  |  | 2024-09-30 15:41 |  | * | [6 empty] | 1.0482 |  | 1 | 5 |  | 0 | 6 |  |  | * |  |  | None | *
5 | - PISWEEP.1684515825975 | EMT COUNDUIT 1/2" | 0 | Sub-assembly | Active |  | 2 | 1 |  |  |  | Item | 1 | EA | 100 | 1 | 1 | Date |  |  | 2024-09-30 15:41 |  | * | [6 empty] | 1 |  | 1 | 0 |  | 0 | 17 |  |  | * |  |  | None | *
6 | 05-EMT-0100 | EMT COUNDUIT 1/2" | 0 | Purchased Item | Active |  | 1 | 1 |  |  |  | Item | 9.1617 | FT | 100 | 1 | 9.1617 | Date |  |  | 2024-09-30 15:41 |  | * | [6 empty] | 9.1617 |  | 1 | 15 |  | 0 | 16 |  |  | * |  |  | None | *
5 | - PISWEEP.1685645222801 | EMT COUNDUIT 1/2" | 0 | Sub-assembly | Active |  | 3 | 1 |  |  |  | Item | 1 | EA | 100 | 1 | 1 | Date |  |  | 2024-09-30 15:41 |  | * | [6 empty] | 1 |  | 1 | 0 |  | 0 | 17 |  |  | * |  |  | None | *
6 | 05-EMT-0100 | EMT COUNDUIT 1/2" | 0 | Purchased Item | Active |  | 1 | 1 |  |  |  | Item | 0.5 | FT | 100 | 1 | 0.5 | Date |  |  | 2024-09-30 15:41 |  | * | [6 empty] | 0.5 |  | 1 | 15 |  | 0 | 16 |  |  | * |  |  | None | *
5 | - PIFHOSE.1685055086960 | 3/8" Corrugated PVC flexible tubing PN TB EFC038 | 0 | Sub-assembly | Active |  | 4 | 1 |  |  |  | Item | 1 | EA | 100 | 1 | 1 | Date |  |  | 2024-09-30 15:41 |  | * | [6 empty] | 1 |  | 1 | 0 |  | 0 | 22 |  |  | * |  |  | None | *
6 | 05-CTUBE-038 | 3/8" CORRUGATED PVC FLEXIBLE TUBING PN TB EFC038 | 0 | Purchased Item | Active |  | 1 | 1 |  |  |  | Item | 2.5103 | FT | 100 | 1 | 2.5103 | Date |  |  | 2024-09-30 15:41 |  | * | [6 empty] | 2.5103 |  | 1 | 20 |  | 0 | 21 |  |  | * |  |  | None | *
5 | - PISWEEP.1685378578815 | EMT COUNDUIT 1/2" | 0 | Sub-assembly | Active |  | 5 | 1 |  |  |  | Item | 1 | EA | 100 | 1 | 1 | Date |  |  | 2024-09-30 15:41 |  | * | [6 empty] | 1 |  | 1 | 0 |  | 0 | 17 |  |  | * |  |  | None | *
6 | 05-EMT-0100 | EMT COUNDUIT 1/2" | 0 | Purchased Item | Active |  | 1 | 1 |  |  |  | Item | 7.8333 | FT | 100 | 1 | 7.8333 | Date |  |  | 2024-09-30 15:41 |  | * | [6 empty] | 7.8333 |  | 1 | 15 |  | 0 | 16 |  |  | * |  |  | None | *
5 | - PISWEEP.1685641073544 | EMT COUNDUIT 1/2" | 0 | Sub-assembly | Active |  | 6 | 1 |  |  |  | Item | 1 | EA | 100 | 1 | 1 | Date |  |  | 2024-09-30 15:41 |  | * | [6 empty] | 1 |  | 1 | 0 |  | 0 | 17 |  |  | * |  |  | None | *
6 | 05-EMT-0100 | EMT COUNDUIT 1/2" | 0 | Purchased Item | Active |  | 1 | 1 |  |  |  | Item | 4.5833 | FT | 100 | 1 | 4.5833 | Date |  |  | 2024-09-30 15:41 |  | * | [6 empty] | 4.5833 |  | 1 | 15 |  | 0 | 16 |  |  | * |  |  | None | *
5 | - PISWEEP.1685919683989 | EMT COUNDUIT 1/2" | 0 | Sub-assembly | Active |  | 8 | 1 |  |  |  | Item | 1 | EA | 100 | 1 | 1 | Date |  |  | 2024-09-30 15:41 |  | * | [6 empty] | 1 |  | 1 | 0 |  | 0 | 17 |  |  | * |  |  | None | *
6 | 05-EMT-0100 | EMT COUNDUIT 1/2" | 0 | Purchased Item | Active |  | 1 | 1 |  |  |  | Item | 0.25 | FT | 100 | 1 | 0.25 | Date |  |  | 2024-09-30 15:41 |  | * | [6 empty] | 0.25 |  | 1 | 15 |  | 0 | 16 |  |  | * |  |  | None | *
5 | - PISWEEP.1684468940437 | EMT COUNDUIT 1/2" | 0 | Sub-assembly | Active |  | 9 | 1 |  |  |  | Item | 1 | EA | 100 | 1 | 1 | Date |  |  | 2024-09-30 15:41 |  | * | [6 empty] | 1 |  | 1 | 0 |  | 0 | 17 |  |  | * |  |  | None | *
6 | 05-EMT-0100 | EMT COUNDUIT 1/2" | 0 | Purchased Item | Active |  | 1 | 1 |  |  |  | Item | 4.325 | FT | 100 | 1 | 4.325 | Date |  |  | 2024-09-30 15:41 |  | * | [6 empty] | 4.325 |  | 1 | 15 |  | 0 | 16 |  |  | * |  |  | None | *
5 | - PISWEEP.1684437312100-2 | EMT COUNDUIT 1/2" | 0 | Sub-assembly | Active |  | 10 | 1 |  |  |  | Item | 1 | EA | 100 | 1 | 1 | Date |  |  | 2024-09-30 15:41 |  | * | [6 empty] | 1 |  | 1 | 0 |  | 0 | 17 |  |  | * |  |  | None | *
6 | 05-EMT-0100 | EMT COUNDUIT 1/2" | 0 | Purchased Item | Active |  | 1 | 1 |  |  |  | Item | 1.358 | FT | 100 | 1 | 1.358 | Date |  |  | 2024-09-30 15:41 |  | * | [6 empty] | 1.358 |  | 1 | 15 |  | 0 | 16 |  |  | * |  |  | None | *
5 | - PISWEEP.1684533260095 | EMT COUNDUIT 1-1/2" | 0 | Sub-assembly | Active |  | 11 | 1 |  |  |  | Item | 1 | EA | 100 | 1 | 1 | Date |  |  | 2024-09-30 15:41 |  | * | [6 empty] | 1 |  | 1 | 0 |  | 0 | 17 |  |  | * |  |  | None | *
6 | 05-EMT-0140 | EMT COUNDUIT 1-1/2" | 0 | Purchased Item | Active |  | 1 | 1 |  |  |  | Item | 5.5057 | FT | 100 | 1 | 5.5057 | Date |  |  | 2024-09-30 15:41 |  | * | [6 empty] | 5.5057 |  | 1 | 15 |  | 0 | 16 |  |  | * |  |  | None | *
5 | - PIFHOSE.1685047990821 | 3/8" Corrugated PVC flexible tubing PN TB EFC038 | 0 | Sub-assembly | Active |  | 12 | 1 |  |  |  | Item | 1 | EA | 100 | 1 | 1 | Date |  |  | 2024-09-30 15:41 |  | * | [6 empty] | 1 |  | 1 | 0 |  | 0 | 22 |  |  | * |  |  | None | *
6 | 05-CTUBE-038 | 3/8" CORRUGATED PVC FLEXIBLE TUBING PN TB EFC038 | 0 | Purchased Item | Active |  | 1 | 1 |  |  |  | Item | 2.1383 | FT | 100 | 1 | 2.1383 | Date |  |  | 2024-09-30 15:41 |  | * | [6 empty] | 2.1383 |  | 1 | 20 |  | 0 | 21 |  |  | * |  |  | None | *
5 | - PIFHOSE.1684437312412 | ALUM FLEX CONDUIT 1/2" | 0 | Sub-assembly | Active |  | 13 | 1 |  |  |  | Item | 1 | EA | 100 | 1 | 1 | Date |  |  | 2024-09-30 15:41 |  | * | [6 empty] | 1 |  | 1 | 0 |  | 0 | 7 |  |  | * |  |  | None | *
6 | 05-FLEX-0100 | ALUM FLEX CONDUIT 1/2" | 0 | Purchased Item | Active |  | 1 | 1 |  |  |  | Item | 2.1763 | FT | 100 | 1 | 2.1763 | Date |  |  | 2024-09-30 15:41 |  | * | [6 empty] | 2.1763 |  | 1 | 5 |  | 0 | 6 |  |  | * |  |  | None | *
5 | - PISWEEP.1684449447902 | EMT COUNDUIT 1/2" | 0 | Sub-assembly | Active |  | 14 | 1 |  |  |  | Item | 1 | EA | 100 | 1 | 1 | Date |  |  | 2024-09-30 15:41 |  | * | [6 empty] | 1 |  | 1 | 0 |  | 0 | 17 |  |  | * |  |  | None | *
6 | 05-EMT-0100 | EMT COUNDUIT 1/2" | 0 | Purchased Item | Active |  | 1 | 1 |  |  |  | Item | 3.808 | FT | 100 | 1 | 3.808 | Date |  |  | 2024-09-30 15:41 |  | * | [6 empty] | 3.808 |  | 1 | 15 |  | 0 | 16 |  |  | * |  |  | None | *
5 | - PISWEEP.1684437312094-2 | EMT COUNDUIT 1/2" | 0 | Sub-assembly | Active |  | 15 | 1 |  |  |  | Item | 1 | EA | 100 | 1 | 1 | Date |  |  | 2024-09-30 15:41 |  | * | [6 empty] | 1 |  | 1 | 0 |  | 0 | 17 |  |  | * |  |  | None | *
6 | 05-EMT-0100 | EMT COUNDUIT 1/2" | 0 | Purchased Item | Active |  | 1 | 1 |  |  |  | Item | 6.775 | FT | 100 | 1 | 6.775 | Date |  |  | 2024-09-30 15:41 |  | * | [6 empty] | 6.775 |  | 1 | 15 |  | 0 | 16 |  |  | * |  |  | None | *
5 | - PISWEEP.1684794644276 | EMT COUNDUIT 1/2" | 0 | Sub-assembly | Active |  | 17 | 1 |  |  |  | Item | 1 | EA | 100 | 1 | 1 | Date |  |  | 2024-09-30 15:41 |  | * | [6 empty] | 1 |  | 1 | 0 |  | 0 | 17 |  |  | * |  |  | None | *
6 | 05-EMT-0100 | EMT COUNDUIT 1/2" | 0 | Purchased Item | Active |  | 1 | 1 |  |  |  | Item | 4.4167 | FT | 100 | 1 | 4.4167 | Date |  |  | 2024-09-30 15:41 |  | * | [6 empty] | 4.4167 |  | 1 | 15 |  | 0 | 16 |  |  | * |  |  | None | *
5 | - PISWEEP.1684437312167-2 | EMT COUNDUIT 1/2" | 0 | Sub-assembly | Active |  | 18 | 1 |  |  |  | Item | 1 | EA | 100 | 1 | 1 | Date |  |  | 2024-09-30 15:41 |  | * | [6 empty] | 1 |  | 1 | 0 |  | 0 | 17 |  |  | * |  |  | None | *
6 | 05-EMT-0100 | EMT COUNDUIT 1/2" | 0 | Purchased Item | Active |  | 1 | 1 |  |  |  | Item | 2.8333 | FT | 100 | 1 | 2.8333 | Date |  |  | 2024-09-30 15:41 |  | * | [6 empty] | 2.8333 |  | 1 | 15 |  | 0 | 16 |  |  | * |  |  | None | *
5 | - PISWEEP.1684437312067-2 | EMT COUNDUIT 1/2" | 0 | Sub-assembly | Active |  | 19 | 1 |  |  |  | Item | 1 | EA | 100 | 1 | 1 | Date |  |  | 2024-09-30 15:41 |  | * | [6 empty] | 1 |  | 1 | 0 |  | 0 | 17 |  |  | * |  |  | None | *
6 | 05-EMT-0100 | EMT COUNDUIT 1/2" | 0 | Purchased Item | Active |  | 1 | 1 |  |  |  | Item | 0.5 | FT | 100 | 1 | 0.5 | Date |  |  | 2024-09-30 15:41 |  | * | [6 empty] | 0.5 |  | 1 | 15 |  | 0 | 16 |  |  | * |  |  | None | *
5 | - PISWEEP.1684437312223-2 | EMT COUNDUIT 3/4" | 0 | Sub-assembly | Active |  | 20 | 1 |  |  |  | Item | 1 | EA | 100 | 1 | 1 | Date |  |  | 2024-09-30 15:41 |  | * | [6 empty] | 1 |  | 1 | 0 |  | 0 | 22 |  |  | * |  |  | None | *
6 | 05-EMT-0110 | EMT COUNDUIT 3/4" | 0 | Purchased Item | Active |  | 1 | 1 |  |  |  | Item | 1.1083 | FT | 100 | 1 | 1.1083 | Date |  |  | 2024-09-30 15:41 |  | * | [6 empty] | 1.1083 |  | 1 | 20 |  | 0 | 21 |  |  | * |  |  | None | *
5 | - PIFHOSE.1685022844244 | 3/8" Corrugated PVC flexible tubing PN TB EFC038 | 0 | Sub-assembly | Active |  | 21 | 1 |  |  |  | Item | 1 | EA | 100 | 1 | 1 | Date |  |  | 2024-09-30 15:41 |  | * | [6 empty] | 1 |  | 1 | 0 |  | 0 | 22 |  |  | * |  |  | None | *
6 | 05-CTUBE-038 | 3/8" CORRUGATED PVC FLEXIBLE TUBING PN TB EFC038 | 0 | Purchased Item | Active |  | 1 | 1 |  |  |  | Item | 1.9986 | FT | 100 | 1 | 1.9986 | Date |  |  | 2024-09-30 15:41 |  | * | [6 empty] | 1.9986 |  | 1 | 20 |  | 0 | 21 |  |  | * |  |  | None | *
5 | - PISWEEP.1684473727554 | EMT COUNDUIT 1/2" | 0 | Sub-assembly | Active |  | 22 | 1 |  |  |  | Item | 1 | EA | 100 | 1 | 1 | Date |  |  | 2024-09-30 15:41 |  | * | [6 empty] | 1 |  | 1 | 0 |  | 0 | 17 |  |  | * |  |  | None | *
6 | 05-EMT-0100 | EMT COUNDUIT 1/2" | 0 | Purchased Item | Active |  | 1 | 1 |  |  |  | Item | 5.9926 | FT | 100 | 1 | 5.9926 | Date |  |  | 2024-09-30 15:41 |  | * | [6 empty] | 5.9926 |  | 1 | 15 |  | 0 | 16 |  |  | * |  |  | None | *
5 | - PISWEEP.1684437312024-2 | EMT COUNDUIT 1/2" | 0 | Sub-assembly | Active |  | 23 | 1 |  |  |  | Item | 1 | EA | 100 | 1 | 1 | Date |  |  | 2024-09-30 15:41 |  | * | [6 empty] | 1 |  | 1 | 0 |  | 0 | 17 |  |  | * |  |  | None | *
6 | 05-EMT-0100 | EMT COUNDUIT 1/2" | 0 | Purchased Item | Active |  | 1 | 1 |  |  |  | Item | 9 | FT | 100 | 1 | 9 | Date |  |  | 2024-09-30 15:41 |  | * | [6 empty] | 9 |  | 1 | 15 |  | 0 | 16 |  |  | * |  |  | None | *
5 | - PIFHOSE.1685058831141 | 3/8" Corrugated PVC flexible tubing PN TB EFC038 | 0 | Sub-assembly | Active |  | 24 | 1 |  |  |  | Item | 1 | EA | 100 | 1 | 1 | Date |  |  | 2024-09-30 15:41 |  | * | [6 empty] | 1 |  | 1 | 0 |  | 0 | 22 |  |  | * |  |  | None | *
6 | 05-CTUBE-038 | 3/8" CORRUGATED PVC FLEXIBLE TUBING PN TB EFC038 | 0 | Purchased Item | Active |  | 1 | 1 |  |  |  | Item | 2.2007 | FT | 100 | 1 | 2.2007 | Date |  |  | 2024-09-30 15:41 |  | * | [6 empty] | 2.2007 |  | 1 | 20 |  | 0 | 21 |  |  | * |  |  | None | *
5 | - PISWEEP.1684448542121 | EMT COUNDUIT 1/2" | 0 | Sub-assembly | Active |  | 25 | 1 |  |  |  | Item | 1 | EA | 100 | 1 | 1 | Date |  |  | 2024-09-30 15:41 |  | * | [6 empty] | 1 |  | 1 | 0 |  | 0 | 17 |  |  | * |  |  | None | *
6 | 05-EMT-0100 | EMT COUNDUIT 1/2" | 0 | Purchased Item | Active |  | 1 | 1 |  |  |  | Item | 4.3714 | FT | 100 | 1 | 4.3714 | Date |  |  | 2024-09-30 15:41 |  | * | [6 empty] | 4.3714 |  | 1 | 15 |  | 0 | 16 |  |  | * |  |  | None | *
5 | - PISWEEP.1685658645995 | EMT COUNDUIT 1/2" | 0 | Sub-assembly | Active |  | 26 | 1 |  |  |  | Item | 1 | EA | 100 | 1 | 1 | Date |  |  | 2024-09-30 15:41 |  | * | [6 empty] | 1 |  | 1 | 0 |  | 0 | 17 |  |  | * |  |  | None | *
6 | 05-EMT-0100 | EMT COUNDUIT 1/2" | 0 | Purchased Item | Active |  | 1 | 1 |  |  |  | Item | 2.2941 | FT | 100 | 1 | 2.2941 | Date |  |  | 2024-09-30 15:41 |  | * | [6 empty] | 2.2941 |  | 1 | 15 |  | 0 | 16 |  |  | * |  |  | None | *
5 | - PISWEEP.1684437312126 | EMT COUNDUIT 1/2" | 0 | Sub-assembly | Active |  | 27 | 1 |  |  |  | Item | 1 | EA | 100 | 1 | 1 | Date |  |  | 2024-09-30 15:41 |  | * | [6 empty] | 1 |  | 1 | 0 |  | 0 | 17 |  |  | * |  |  | None | *
6 | 05-EMT-0100 | EMT COUNDUIT 1/2" | 0 | Purchased Item | Active |  | 1 | 1 |  |  |  | Item | 10 | FT | 100 | 1 | 10 | Date |  |  | 2024-09-30 15:41 |  | * | [6 empty] | 10 |  | 1 | 15 |  | 0 | 16 |  |  | * |  |  | None | *
5 | - PIFHOSE.1685051610854 | 3/8" Corrugated PVC flexible tubing PN TB EFC038 | 0 | Sub-assembly | Active |  | 28 | 1 |  |  |  | Item | 1 | EA | 100 | 1 | 1 | Date |  |  | 2024-09-30 15:41 |  | * | [6 empty] | 1 |  | 1 | 0 |  | 0 | 22 |  |  | * |  |  | None | *
6 | 05-CTUBE-038 | 3/8" CORRUGATED PVC FLEXIBLE TUBING PN TB EFC038 | 0 | Purchased Item | Active |  | 1 | 1 |  |  |  | Item | 2.2007 | FT | 100 | 1 | 2.2007 | Date |  |  | 2024-09-30 15:41 |  | * | [6 empty] | 2.2007 |  | 1 | 20 |  | 0 | 21 |  |  | * |  |  | None | *
5 | - PISWEEP.1685919684688 | EMT COUNDUIT 1/2" | 0 | Sub-assembly | Active |  | 29 | 1 |  |  |  | Item | 1 | EA | 100 | 1 | 1 | Date |  |  | 2024-09-30 15:41 |  | * | [6 empty] | 1 |  | 1 | 0 |  | 0 | 17 |  |  | * |  |  | None | *
6 | 05-EMT-0100 | EMT COUNDUIT 1/2" | 0 | Purchased Item | Active |  | 1 | 1 |  |  |  | Item | 0.41667 | FT | 100 | 1 | 0.41667 | Date |  |  | 2024-09-30 15:41 |  | * | [6 empty] | 0.41667 |  | 1 | 15 |  | 0 | 16 |  |  | * |  |  | None | *
5 | - PIFHOSE.1684437312391 | ALUM FLEX CONDUIT 1/2" | 0 | Sub-assembly | Active |  | 30 | 1 |  |  |  | Item | 1 | EA | 100 | 1 | 1 | Date |  |  | 2024-09-30 15:41 |  | * | [6 empty] | 1 |  | 1 | 0 |  | 0 | 7 |  |  | * |  |  | None | *
6 | 05-FLEX-0100 | ALUM FLEX CONDUIT 1/2" | 0 | Purchased Item | Active |  | 1 | 1 |  |  |  | Item | 2.424 | FT | 100 | 1 | 2.424 | Date |  |  | 2024-09-30 15:41 |  | * | [6 empty] | 2.424 |  | 1 | 5 |  | 0 | 6 |  |  | * |  |  | None | *
5 | - PISWEEP.1685037329161 | EMT COUNDUIT 1/2" | 0 | Sub-assembly | Active |  | 31 | 1 |  |  |  | Item | 1 | EA | 100 | 1 | 1 | Date |  |  | 2024-09-30 15:41 |  | * | [6 empty] | 1 |  | 1 | 0 |  | 0 | 17 |  |  | * |  |  | None | *
6 | 05-EMT-0100 | EMT COUNDUIT 1/2" | 0 | Purchased Item | Active |  | 1 | 1 |  |  |  | Item | 6.3849 | FT | 100 | 1 | 6.3849 | Date |  |  | 2024-09-30 15:41 |  | * | [6 empty] | 6.3849 |  | 1 | 15 |  | 0 | 16 |  |  | * |  |  | None | *
5 | - PIFHOSE.1685058834182 | 3/8" Corrugated PVC flexible tubing PN TB EFC038 | 0 | Sub-assembly | Active |  | 32 | 1 |  |  |  | Item | 1 | EA | 100 | 1 | 1 | Date |  |  | 2024-09-30 15:41 |  | * | [6 empty] | 1 |  | 1 | 0 |  | 0 | 22 |  |  | * |  |  | None | *
6 | 05-CTUBE-038 | 3/8" CORRUGATED PVC FLEXIBLE TUBING PN TB EFC038 | 0 | Purchased Item | Active |  | 1 | 1 |  |  |  | Item | 2.2298 | FT | 100 | 1 | 2.2298 | Date |  |  | 2024-09-30 15:41 |  | * | [6 empty] | 2.2298 |  | 1 | 20 |  | 0 | 21 |  |  | * |  |  | None | *
5 | - PIFHOSE.1684868998908 | ALUM FLEX CONDUIT 3/4" | 0 | Sub-assembly | Active |  | 33 | 1 |  |  |  | Item | 1 | EA | 100 | 1 | 1 | Date |  |  | 2024-09-30 15:41 |  | * | [6 empty] | 1 |  | 1 | 0 |  | 0 | 17 |  |  | * |  |  | None | *
6 | 05-FLEX-0110 | ALUM FLEX CONDUIT 3/4" | 0 | Purchased Item | Active |  | 1 | 1 |  |  |  | Item | 2.7468 | FT | 100 | 1 | 2.7468 | Date |  |  | 2024-09-30 15:41 |  | * | [6 empty] | 2.7468 |  | 1 | 15 |  | 0 | 16 |  |  | * |  |  | None | *
5 | - PIFHOSE.1684437312207-2 | ALUM FLEX CONDUIT 1/2" | 0 | Sub-assembly | Active |  | 34 | 1 |  |  |  | Item | 1 | EA | 100 | 1 | 1 | Date |  |  | 2024-09-30 15:41 |  | * | [6 empty] | 1 |  | 1 | 0 |  | 0 | 7 |  |  | * |  |  | None | *
6 | 05-FLEX-0100 | ALUM FLEX CONDUIT 1/2" | 0 | Purchased Item | Active |  | 1 | 1 |  |  |  | Item | 2.6713 | FT | 100 | 1 | 2.6713 | Date |  |  | 2024-09-30 15:41 |  | * | [6 empty] | 2.6713 |  | 1 | 5 |  | 0 | 6 |  |  | * |  |  | None | *
5 | - PISWEEP.1684437312217 | EMT COUNDUIT 1/2" | 0 | Sub-assembly | Active |  | 35 | 1 |  |  |  | Item | 1 | EA | 100 | 1 | 1 | Date |  |  | 2024-09-30 15:41 |  | * | [6 empty] | 1 |  | 1 | 0 |  | 0 | 17 |  |  | * |  |  | None | *
6 | 05-EMT-0100 | EMT COUNDUIT 1/2" | 0 | Purchased Item | Active |  | 1 | 1 |  |  |  | Item | 5.5682 | FT | 100 | 1 | 5.5682 | Date |  |  | 2024-09-30 15:41 |  | * | [6 empty] | 5.5682 |  | 1 | 15 |  | 0 | 16 |  |  | * |  |  | None | *
5 | - PISWEEP.1684780530086 | EMT COUNDUIT 1/2" | 0 | Sub-assembly | Active |  | 36 | 1 |  |  |  | Item | 1 | EA | 100 | 1 | 1 | Date |  |  | 2024-09-30 15:41 |  | * | [6 empty] | 1 |  | 1 | 0 |  | 0 | 17 |  |  | * |  |  | None | *
6 | 05-EMT-0100 | EMT COUNDUIT 1/2" | 0 | Purchased Item | Active |  | 1 | 1 |  |  |  | Item | 3.8518 | FT | 100 | 1 | 3.8518 | Date |  |  | 2024-09-30 15:41 |  | * | [6 empty] | 3.8518 |  | 1 | 15 |  | 0 | 16 |  |  | * |  |  | None | *
5 | - PISWEEP.1684467872467 | EMT COUNDUIT 1/2" | 0 | Sub-assembly | Active |  | 37 | 1 |  |  |  | Item | 1 | EA | 100 | 1 | 1 | Date |  |  | 2024-09-30 15:41 |  | * | [6 empty] | 1 |  | 1 | 0 |  | 0 | 17 |  |  | * |  |  | None | *
6 | 05-EMT-0100 | EMT COUNDUIT 1/2" | 0 | Purchased Item | Active |  | 1 | 1 |  |  |  | Item | 4.8 | FT | 100 | 1 | 4.8 | Date |  |  | 2024-09-30 15:41 |  | * | [6 empty] | 4.8 |  | 1 | 15 |  | 0 | 16 |  |  | * |  |  | None | *
5 | - PISWEEP.1684437312338 | EMT COUNDUIT 1/2" | 0 | Sub-assembly | Active |  | 38 | 1 |  |  |  | Item | 1 | EA | 100 | 1 | 1 | Date |  |  | 2024-09-30 15:41 |  | * | [6 empty] | 1 |  | 1 | 0 |  | 0 | 17 |  |  | * |  |  | None | *
6 | 05-EMT-0100 | EMT COUNDUIT 1/2" | 0 | Purchased Item | Active |  | 1 | 1 |  |  |  | Item | 2.8667 | FT | 100 | 1 | 2.8667 | Date |  |  | 2024-09-30 15:41 |  | * | [6 empty] | 2.8667 |  | 1 | 15 |  | 0 | 16 |  |  | * |  |  | None | *
5 | - PIFHOSE.1684437312321 | ALUM FLEX CONDUIT 3/4" | 0 | Sub-assembly | Active |  | 39 | 1 |  |  |  | Item | 1 | EA | 100 | 1 | 1 | Date |  |  | 2024-09-30 15:41 |  | * | [6 empty] | 1 |  | 1 | 0 |  | 0 | 17 |  |  | * |  |  | None | *
6 | 05-FLEX-0110 | ALUM FLEX CONDUIT 3/4" | 0 | Purchased Item | Active |  | 1 | 1 |  |  |  | Item | 1.1304 | FT | 100 | 1 | 1.1304 | Date |  |  | 2024-09-30 15:41 |  | * | [6 empty] | 1.1304 |  | 1 | 15 |  | 0 | 16 |  |  | * |  |  | None | *
5 | - PIFHOSE.1685047986479 | 3/8" Corrugated PVC flexible tubing PN TB EFC038 | 0 | Sub-assembly | Active |  | 40 | 1 |  |  |  | Item | 1 | EA | 100 | 1 | 1 | Date |  |  | 2024-09-30 15:41 |  | * | [6 empty] | 1 |  | 1 | 0 |  | 0 | 22 |  |  | * |  |  | None | *
6 | 05-CTUBE-038 | 3/8" CORRUGATED PVC FLEXIBLE TUBING PN TB EFC038 | 0 | Purchased Item | Active |  | 1 | 1 |  |  |  | Item | 1.8916 | FT | 100 | 1 | 1.8916 | Date |  |  | 2024-09-30 15:41 |  | * | [6 empty] | 1.8916 |  | 1 | 20 |  | 0 | 21 |  |  | * |  |  | None | *
5 | - PIFHOSE.1685051613351 | 3/8" Corrugated PVC flexible tubing PN TB EFC038 | 0 | Sub-assembly | Active |  | 41 | 1 |  |  |  | Item | 1 | EA | 100 | 1 | 1 | Date |  |  | 2024-09-30 15:41 |  | * | [6 empty] | 1 |  | 1 | 0 |  | 0 | 22 |  |  | * |  |  | None | *
6 | 05-CTUBE-038 | 3/8" CORRUGATED PVC FLEXIBLE TUBING PN TB EFC038 | 0 | Purchased Item | Active |  | 1 | 1 |  |  |  | Item | 2.2298 | FT | 100 | 1 | 2.2298 | Date |  |  | 2024-09-30 15:41 |  | * | [6 empty] | 2.2298 |  | 1 | 20 |  | 0 | 21 |  |  | * |  |  | None | *
5 | - PIFHOSE.1684873198313 | ALUM FLEX CONDUIT 3/4" | 0 | Sub-assembly | Active |  | 42 | 1 |  |  |  | Item | 1 | EA | 100 | 1 | 1 | Date |  |  | 2024-09-30 15:41 |  | * | [6 empty] | 1 |  | 1 | 0 |  | 0 | 17 |  |  | * |  |  | None | *
6 | 05-FLEX-0110 | ALUM FLEX CONDUIT 3/4" | 0 | Purchased Item | Active |  | 1 | 1 |  |  |  | Item | 2.7163 | FT | 100 | 1 | 2.7163 | Date |  |  | 2024-09-30 15:41 |  | * | [6 empty] | 2.7163 |  | 1 | 15 |  | 0 | 16 |  |  | * |  |  | None | *
5 | - PISWEEP.1684437312034-2 | EMT COUNDUIT 1/2" | 0 | Sub-assembly | Active |  | 43 | 1 |  |  |  | Item | 1 | EA | 100 | 1 | 1 | Date |  |  | 2024-09-30 15:41 |  | * | [6 empty] | 1 |  | 1 | 0 |  | 0 | 17 |  |  | * |  |  | None | *
6 | 05-EMT-0100 | EMT COUNDUIT 1/2" | 0 | Purchased Item | Active |  | 1 | 1 |  |  |  | Item | 8.975 | FT | 100 | 1 | 8.975 | Date |  |  | 2024-09-30 15:41 |  | * | [6 empty] | 8.975 |  | 1 | 15 |  | 0 | 16 |  |  | * |  |  | None | *
5 | - PISWEEP.1685037326837 | EMT COUNDUIT 1/2" | 0 | Sub-assembly | Active |  | 44 | 1 |  |  |  | Item | 1 | EA | 100 | 1 | 1 | Date |  |  | 2024-09-30 15:41 |  | * | [6 empty] | 1 |  | 1 | 0 |  | 0 | 17 |  |  | * |  |  | None | *
6 | 05-EMT-0100 | EMT COUNDUIT 1/2" | 0 | Purchased Item | Active |  | 1 | 1 |  |  |  | Item | 5.7027 | FT | 100 | 1 | 5.7027 | Date |  |  | 2024-09-30 15:41 |  | * | [6 empty] | 5.7027 |  | 1 | 15 |  | 0 | 16 |  |  | * |  |  | None | *
5 | - PIFHOSE.1684437312187-2 | ALUM FLEX CONDUIT 1/2" | 0 | Sub-assembly | Active |  | 45 | 1 |  |  |  | Item | 1 | EA | 100 | 1 | 1 | Date |  |  | 2024-09-30 15:41 |  | * | [6 empty] | 1 |  | 1 | 0 |  | 0 | 7 |  |  | * |  |  | None | *
6 | 05-FLEX-0100 | ALUM FLEX CONDUIT 1/2" | 0 | Purchased Item | Active |  | 1 | 1 |  |  |  | Item | 1.4566 | FT | 100 | 1 | 1.4566 | Date |  |  | 2024-09-30 15:41 |  | * | [6 empty] | 1.4566 |  | 1 | 5 |  | 0 | 6 |  |  | * |  |  | None | *
5 | - PISWEEP.1685021647605 | EMT COUNDUIT 1/2" | 0 | Sub-assembly | Active |  | 46 | 1 |  |  |  | Item | 1 | EA | 100 | 1 | 1 | Date |  |  | 2024-09-30 15:41 |  | * | [6 empty] | 1 |  | 1 | 0 |  | 0 | 17 |  |  | * |  |  | None | *
6 | 05-EMT-0100 | EMT COUNDUIT 1/2" | 0 | Purchased Item | Active |  | 1 | 1 |  |  |  | Item | 5.766 | FT | 100 | 1 | 5.766 | Date |  |  | 2024-09-30 15:41 |  | * | [6 empty] | 5.766 |  | 1 | 15 |  | 0 | 16 |  |  | * |  |  | None | *
5 | - PISWEEP.1684437312108-2 | EMT COUNDUIT 1/2" | 0 | Sub-assembly | Active |  | 47 | 1 |  |  |  | Item | 1 | EA | 100 | 1 | 1 | Date |  |  | 2024-09-30 15:41 |  | * | [6 empty] | 1 |  | 1 | 0 |  | 0 | 17 |  |  | * |  |  | None | *
6 | 05-EMT-0100 | EMT COUNDUIT 1/2" | 0 | Purchased Item | Active |  | 1 | 1 |  |  |  | Item | 1.292 | FT | 100 | 1 | 1.292 | Date |  |  | 2024-09-30 15:41 |  | * | [6 empty] | 1.292 |  | 1 | 15 |  | 0 | 16 |  |  | * |  |  | None | *
5 | - PIFHOSE.1684868704535 | ALUM FLEX CONDUIT 1/2" | 0 | Sub-assembly | Active |  | 48 | 1 |  |  |  | Item | 1 | EA | 100 | 1 | 1 | Date |  |  | 2024-09-30 15:41 |  | * | [6 empty] | 1 |  | 1 | 0 |  | 0 | 7 |  |  | * |  |  | None | *
6 | 05-FLEX-0100 | ALUM FLEX CONDUIT 1/2" | 0 | Purchased Item | Active |  | 1 | 1 |  |  |  | Item | 2.7393 | FT | 100 | 1 | 2.7393 | Date |  |  | 2024-09-30 15:41 |  | * | [6 empty] | 2.7393 |  | 1 | 5 |  | 0 | 6 |  |  | * |  |  | None | *
5 | - PISWEEP.1684437312030-2 | EMT COUNDUIT 1/2" | 0 | Sub-assembly | Active |  | 49 | 1 |  |  |  | Item | 1 | EA | 100 | 1 | 1 | Date |  |  | 2024-09-30 15:41 |  | * | [6 empty] | 1 |  | 1 | 0 |  | 0 | 17 |  |  | * |  |  | None | *
6 | 05-EMT-0100 | EMT COUNDUIT 1/2" | 0 | Purchased Item | Active |  | 1 | 1 |  |  |  | Item | 1.475 | FT | 100 | 1 | 1.475 | Date |  |  | 2024-09-30 15:41 |  | * | [6 empty] | 1.475 |  | 1 | 15 |  | 0 | 16 |  |  | * |  |  | None | *
5 | - PISWEEP.1684437312004-2 | EMT COUNDUIT 1/2" | 0 | Sub-assembly | Active |  | 50 | 1 |  |  |  | Item | 1 | EA | 100 | 1 | 1 | Date |  |  | 2024-09-30 15:41 |  | * | [6 empty] | 1 |  | 1 | 0 |  | 0 | 17 |  |  | * |  |  | None | *
6 | 05-EMT-0100 | EMT COUNDUIT 1/2" | 0 | Purchased Item | Active |  | 1 | 1 |  |  |  | Item | 0.833 | FT | 100 | 1 | 0.833 | Date |  |  | 2024-09-30 15:41 |  | * | [6 empty] | 0.833 |  | 1 | 15 |  | 0 | 16 |  |  | * |  |  | None | *
5 | - PIFHOSE.1685056491464 | 3/8" Corrugated PVC flexible tubing PN TB EFC038 | 0 | Sub-assembly | Active |  | 51 | 1 |  |  |  | Item | 1 | EA | 100 | 1 | 1 | Date |  |  | 2024-09-30 15:41 |  | * | [6 empty] | 1 |  | 1 | 0 |  | 0 | 22 |  |  | * |  |  | None | *
6 | 05-CTUBE-038 | 3/8" CORRUGATED PVC FLEXIBLE TUBING PN TB EFC038 | 0 | Purchased Item | Active |  | 1 | 1 |  |  |  | Item | 2.159 | FT | 100 | 1 | 2.159 | Date |  |  | 2024-09-30 15:41 |  | * | [6 empty] | 2.159 |  | 1 | 20 |  | 0 | 21 |  |  | * |  |  | None | *
5 | - PISWEEP.1684772281980 | EMT COUNDUIT 1/2" | 0 | Sub-assembly | Active |  | 52 | 1 |  |  |  | Item | 1 | EA | 100 | 1 | 1 | Date |  |  | 2024-09-30 15:41 |  | * | [6 empty] | 1 |  | 1 | 0 |  | 0 | 17 |  |  | * |  |  | None | *
6 | 05-EMT-0100 | EMT COUNDUIT 1/2" | 0 | Purchased Item | Active |  | 1 | 1 |  |  |  | Item | 4.9583 | FT | 100 | 1 | 4.9583 | Date |  |  | 2024-09-30 15:41 |  | * | [6 empty] | 4.9583 |  | 1 | 15 |  | 0 | 16 |  |  | * |  |  | None | *
5 | - PIFHOSE.1685048383010 | 3/8" Corrugated PVC flexible tubing PN TB EFC038 | 0 | Sub-assembly | Active |  | 53 | 1 |  |  |  | Item | 1 | EA | 100 | 1 | 1 | Date |  |  | 2024-09-30 15:41 |  | * | [6 empty] | 1 |  | 1 | 0 |  | 0 | 22 |  |  | * |  |  | None | *
6 | 05-CTUBE-038 | 3/8" CORRUGATED PVC FLEXIBLE TUBING PN TB EFC038 | 0 | Purchased Item | Active |  | 1 | 1 |  |  |  | Item | 1.9033 | FT | 100 | 1 | 1.9033 | Date |  |  | 2024-09-30 15:41 |  | * | [6 empty] | 1.9033 |  | 1 | 20 |  | 0 | 21 |  |  | * |  |  | None | *
5 | - PIFHOSE.1684437312386 | ALUM FLEX CONDUIT 1/2" | 0 | Sub-assembly | Active |  | 54 | 1 |  |  |  | Item | 1 | EA | 100 | 1 | 1 | Date |  |  | 2024-09-30 15:41 |  | * | [6 empty] | 1 |  | 1 | 0 |  | 0 | 7 |  |  | * |  |  | None | *
6 | 05-FLEX-0100 | ALUM FLEX CONDUIT 1/2" | 0 | Purchased Item | Active |  | 1 | 1 |  |  |  | Item | 1.6242 | FT | 100 | 1 | 1.6242 | Date |  |  | 2024-09-30 15:41 |  | * | [6 empty] | 1.6242 |  | 1 | 5 |  | 0 | 6 |  |  | * |  |  | None | *
5 | - PIFHOSE.1684437312193-2 | ALUM FLEX CONDUIT 1/2" | 0 | Sub-assembly | Active |  | 55 | 1 |  |  |  | Item | 1 | EA | 100 | 1 | 1 | Date |  |  | 2024-09-30 15:41 |  | * | [6 empty] | 1 |  | 1 | 0 |  | 0 | 7 |  |  | * |  |  | None | *
6 | 05-FLEX-0100 | ALUM FLEX CONDUIT 1/2" | 0 | Purchased Item | Active |  | 1 | 1 |  |  |  | Item | 0.77317 | FT | 100 | 1 | 0.77317 | Date |  |  | 2024-09-30 15:41 |  | * | [6 empty] | 0.77317 |  | 1 | 5 |  | 0 | 6 |  |  | * |  |  | None | *
5 | - PISWEEP.1684437312104-2 | EMT COUNDUIT 1/2" | 0 | Sub-assembly | Active |  | 56 | 1 |  |  |  | Item | 1 | EA | 100 | 1 | 1 | Date |  |  | 2024-09-30 15:41 |  | * | [6 empty] | 1 |  | 1 | 0 |  | 0 | 17 |  |  | * |  |  | None | *
6 | 05-EMT-0100 | EMT COUNDUIT 1/2" | 0 | Purchased Item | Active |  | 1 | 1 |  |  |  | Item | 0.942 | FT | 100 | 1 | 0.942 | Date |  |  | 2024-09-30 15:41 |  | * | [6 empty] | 0.942 |  | 1 | 15 |  | 0 | 16 |  |  | * |  |  | None | *
5 | - PISWEEP.1685037328561 | EMT COUNDUIT 1/2" | 0 | Sub-assembly | Active |  | 58 | 1 |  |  |  | Item | 1 | EA | 100 | 1 | 1 | Date |  |  | 2024-09-30 15:41 |  | * | [6 empty] | 1 |  | 1 | 0 |  | 0 | 17 |  |  | * |  |  | None | *
6 | 05-EMT-0100 | EMT COUNDUIT 1/2" | 0 | Purchased Item | Active |  | 1 | 1 |  |  |  | Item | 4.4083 | FT | 100 | 1 | 4.4083 | Date |  |  | 2024-09-30 15:41 |  | * | [6 empty] | 4.4083 |  | 1 | 15 |  | 0 | 16 |  |  | * |  |  | None | *
5 | - PISWEEP.1684437312118-2 | EMT COUNDUIT 3/4" | 0 | Sub-assembly | Active |  | 59 | 1 |  |  |  | Item | 1 | EA | 100 | 1 | 1 | Date |  |  | 2024-09-30 15:41 |  | * | [6 empty] | 1 |  | 1 | 0 |  | 0 | 22 |  |  | * |  |  | None | *
6 | 05-EMT-0110 | EMT COUNDUIT 3/4" | 0 | Purchased Item | Active |  | 1 | 1 |  |  |  | Item | 1.3583 | FT | 100 | 1 | 1.3583 | Date |  |  | 2024-09-30 15:41 |  | * | [6 empty] | 1.3583 |  | 1 | 20 |  | 0 | 21 |  |  | * |  |  | None | *
5 | - PISWEEP.1684437312174-2 | EMT COUNDUIT 1/2" | 0 | Sub-assembly | Active |  | 60 | 1 |  |  |  | Item | 1 | EA | 100 | 1 | 1 | Date |  |  | 2024-09-30 15:41 |  | * | [6 empty] | 1 |  | 1 | 0 |  | 0 | 17 |  |  | * |  |  | None | *
6 | 05-EMT-0100 | EMT COUNDUIT 1/2" | 0 | Purchased Item | Active |  | 1 | 1 |  |  |  | Item | 1.7083 | FT | 100 | 1 | 1.7083 | Date |  |  | 2024-09-30 15:41 |  | * | [6 empty] | 1.7083 |  | 1 | 15 |  | 0 | 16 |  |  | * |  |  | None | *
5 | - PISWEEP.1684437312079-2 | EMT COUNDUIT 1/2" | 0 | Sub-assembly | Active |  | 61 | 1 |  |  |  | Item | 1 | EA | 100 | 1 | 1 | Date |  |  | 2024-09-30 15:41 |  | * | [6 empty] | 1 |  | 1 | 0 |  | 0 | 17 |  |  | * |  |  | None | *
6 | 05-EMT-0100 | EMT COUNDUIT 1/2" | 0 | Purchased Item | Active |  | 1 | 1 |  |  |  | Item | 3.2 | FT | 100 | 1 | 3.2 | Date |  |  | 2024-09-30 15:41 |  | * | [6 empty] | 3.2 |  | 1 | 15 |  | 0 | 16 |  |  | * |  |  | None | *
5 | - PISWEEP.1684437312075-2 | EMT COUNDUIT 1/2" | 0 | Sub-assembly | Active |  | 63 | 1 |  |  |  | Item | 1 | EA | 100 | 1 | 1 | Date |  |  | 2024-09-30 15:41 |  | * | [6 empty] | 1 |  | 1 | 0 |  | 0 | 17 |  |  | * |  |  | None | *
6 | 05-EMT-0100 | EMT COUNDUIT 1/2" | 0 | Purchased Item | Active |  | 1 | 1 |  |  |  | Item | 1.767 | FT | 100 | 1 | 1.767 | Date |  |  | 2024-09-30 15:41 |  | * | [6 empty] | 1.767 |  | 1 | 15 |  | 0 | 16 |  |  | * |  |  | None | *
5 | - PIFHOSE.1685024197466 | 3/8" Corrugated PVC flexible tubing PN TB EFC038 | 0 | Sub-assembly | Active |  | 64 | 1 |  |  |  | Item | 1 | EA | 100 | 1 | 1 | Date |  |  | 2024-09-30 15:41 |  | * | [6 empty] | 1 |  | 1 | 0 |  | 0 | 22 |  |  | * |  |  | None | *
6 | 05-CTUBE-038 | 3/8" CORRUGATED PVC FLEXIBLE TUBING PN TB EFC038 | 0 | Purchased Item | Active |  | 1 | 1 |  |  |  | Item | 2.0753 | FT | 100 | 1 | 2.0753 | Date |  |  | 2024-09-30 15:41 |  | * | [6 empty] | 2.0753 |  | 1 | 20 |  | 0 | 21 |  |  | * |  |  | None | *
5 | - PISWEEP.1684437312213-2 | EMT COUNDUIT 1/2" | 0 | Sub-assembly | Active |  | 65 | 1 |  |  |  | Item | 1 | EA | 100 | 1 | 1 | Date |  |  | 2024-09-30 15:41 |  | * | [6 empty] | 1 |  | 1 | 0 |  | 0 | 17 |  |  | * |  |  | None | *
6 | 05-EMT-0100 | EMT COUNDUIT 1/2" | 0 | Purchased Item | Active |  | 1 | 1 |  |  |  | Item | 3.9333 | FT | 100 | 1 | 3.9333 | Date |  |  | 2024-09-30 15:41 |  | * | [6 empty] | 3.9333 |  | 1 | 15 |  | 0 | 16 |  |  | * |  |  | None | *
5 | - PISWEEP.1684437312114-2 | EMT COUNDUIT 3/4" | 0 | Sub-assembly | Active |  | 66 | 1 |  |  |  | Item | 1 | EA | 100 | 1 | 1 | Date |  |  | 2024-09-30 15:41 |  | * | [6 empty] | 1 |  | 1 | 0 |  | 0 | 22 |  |  | * |  |  | None | *
6 | 05-EMT-0110 | EMT COUNDUIT 3/4" | 0 | Purchased Item | Active |  | 1 | 1 |  |  |  | Item | 1.7333 | FT | 100 | 1 | 1.7333 | Date |  |  | 2024-09-30 15:41 |  | * | [6 empty] | 1.7333 |  | 1 | 20 |  | 0 | 21 |  |  | * |  |  | None | *
5 | - PIFHOSE.1684437312397 | ALUM FLEX CONDUIT 3/8" | 0 | Sub-assembly | Active |  | 67 | 1 |  |  |  | Item | 1 | EA | 100 | 1 | 1 | Date |  |  | 2024-09-30 15:41 |  | * | [6 empty] | 1 |  | 1 | 0 |  | 0 | 17 |  |  | * |  |  | None | *
6 | 05-FLEX-0102 | ALUM FLEX CONDUIT 3/8" | 0 | Purchased Item | Active |  | 1 | 1 |  |  |  | Item | 0.935 | FT | 100 | 1 | 0.935 | Date |  |  | 2024-09-30 15:41 |  | * | [6 empty] | 0.935 |  | 1 | 15 |  | 0 | 16 |  |  | * |  |  | None | *
5 | - PIFHOSE.1684437312407 | ALUM FLEX CONDUIT 1/2" | 0 | Sub-assembly | Active |  | 68 | 1 |  |  |  | Item | 1 | EA | 100 | 1 | 1 | Date |  |  | 2024-09-30 15:41 |  | * | [6 empty] | 1 |  | 1 | 0 |  | 0 | 7 |  |  | * |  |  | None | *
6 | 05-FLEX-0100 | ALUM FLEX CONDUIT 1/2" | 0 | Purchased Item | Active |  | 1 | 1 |  |  |  | Item | 2.4955 | FT | 100 | 1 | 2.4955 | Date |  |  | 2024-09-30 15:41 |  | * | [6 empty] | 2.4955 |  | 1 | 5 |  | 0 | 6 |  |  | * |  |  | None | *
5 | - PIFHOSE.1685055084208 | 3/8" Corrugated PVC flexible tubing PN TB EFC038 | 0 | Sub-assembly | Active |  | 69 | 1 |  |  |  | Item | 1 | EA | 100 | 1 | 1 | Date |  |  | 2024-09-30 15:41 |  | * | [6 empty] | 1 |  | 1 | 0 |  | 0 | 22 |  |  | * |  |  | None | *
6 | 05-CTUBE-038 | 3/8" CORRUGATED PVC FLEXIBLE TUBING PN TB EFC038 | 0 | Purchased Item | Active |  | 1 | 1 |  |  |  | Item | 1.9027 | FT | 100 | 1 | 1.9027 | Date |  |  | 2024-09-30 15:41 |  | * | [6 empty] | 1.9027 |  | 1 | 20 |  | 0 | 21 |  |  | * |  |  | None | *
5 | - PISWEEP.1684437312138-2 | EMT COUNDUIT 1-1/2" | 0 | Sub-assembly | Active |  | 70 | 1 |  |  |  | Item | 1 | EA | 100 | 1 | 1 | Date |  |  | 2024-09-30 15:41 |  | * | [6 empty] | 1 |  | 1 | 0 |  | 0 | 17 |  |  | * |  |  | None | *
6 | 05-EMT-0140 | EMT COUNDUIT 1-1/2" | 0 | Purchased Item | Active |  | 1 | 1 |  |  |  | Item | 9.4667 | FT | 100 | 1 | 9.4667 | Date |  |  | 2024-09-30 15:41 |  | * | [6 empty] | 9.4667 |  | 1 | 15 |  | 0 | 16 |  |  | * |  |  | None | *
5 | - PISWEEP.1684437312047-2 | EMT COUNDUIT 1/2" | 0 | Sub-assembly | Active |  | 72 | 1 |  |  |  | Item | 1 | EA | 100 | 1 | 1 | Date |  |  | 2024-09-30 15:41 |  | * | [6 empty] | 1 |  | 1 | 0 |  | 0 | 17 |  |  | * |  |  | None | *
6 | 05-EMT-0100 | EMT COUNDUIT 1/2" | 0 | Purchased Item | Active |  | 1 | 1 |  |  |  | Item | 3.75 | FT | 100 | 1 | 3.75 | Date |  |  | 2024-09-30 15:41 |  | * | [6 empty] | 3.75 |  | 1 | 15 |  | 0 | 16 |  |  | * |  |  | None | *
5 | - PISWEEP.1684437312121 | EMT COUNDUIT 3/4" | 0 | Sub-assembly | Active |  | 73 | 1 |  |  |  | Item | 1 | EA | 100 | 1 | 1 | Date |  |  | 2024-09-30 15:41 |  | * | [6 empty] | 1 |  | 1 | 0 |  | 0 | 22 |  |  | * |  |  | None | *
6 | 05-EMT-0110 | EMT COUNDUIT 3/4" | 0 | Purchased Item | Active |  | 1 | 1 |  |  |  | Item | 1.6822 | FT | 100 | 1 | 1.6822 | Date |  |  | 2024-09-30 15:41 |  | * | [6 empty] | 1.6822 |  | 1 | 20 |  | 0 | 21 |  |  | * |  |  | None | *
5 | - PISWEEP.1684437312131-2 | EMT COUNDUIT 1-1/2" | 0 | Sub-assembly | Active |  | 74 | 1 |  |  |  | Item | 1 | EA | 100 | 1 | 1 | Date |  |  | 2024-09-30 15:41 |  | * | [6 empty] | 1 |  | 1 | 0 |  | 0 | 17 |  |  | * |  |  | None | *
6 | 05-EMT-0140 | EMT COUNDUIT 1-1/2" | 0 | Purchased Item | Active |  | 1 | 1 |  |  |  | Item | 5.492 | FT | 100 | 1 | 5.492 | Date |  |  | 2024-09-30 15:41 |  | * | [6 empty] | 5.492 |  | 1 | 15 |  | 0 | 16 |  |  | * |  |  | None | *
5 | - PISWEEP.1684437312091-2 | EMT COUNDUIT 1/2" | 0 | Sub-assembly | Active |  | 75 | 1 |  |  |  | Item | 1 | EA | 100 | 1 | 1 | Date |  |  | 2024-09-30 15:41 |  | * | [6 empty] | 1 |  | 1 | 0 |  | 0 | 17 |  |  | * |  |  | None | *
6 | 05-EMT-0100 | EMT COUNDUIT 1/2" | 0 | Purchased Item | Active |  | 1 | 1 |  |  |  | Item | 1.783 | FT | 100 | 1 | 1.783 | Date |  |  | 2024-09-30 15:41 |  | * | [6 empty] | 1.783 |  | 1 | 15 |  | 0 | 16 |  |  | * |  |  | None | *
5 | - PISWEEP.1685640118073 | EMT COUNDUIT 1/2" | 0 | Sub-assembly | Active |  | 77 | 1 |  |  |  | Item | 1 | EA | 100 | 1 | 1 | Date |  |  | 2024-09-30 15:41 |  | * | [6 empty] | 1 |  | 1 | 0 |  | 0 | 17 |  |  | * |  |  | None | *
6 | 05-EMT-0100 | EMT COUNDUIT 1/2" | 0 | Purchased Item | Active |  | 1 | 1 |  |  |  | Item | 4.5833 | FT | 100 | 1 | 4.5833 | Date |  |  | 2024-09-30 15:41 |  | * | [6 empty] | 4.5833 |  | 1 | 15 |  | 0 | 16 |  |  | * |  |  | None | *
5 | - PISWEEP.1684512072149 | EMT COUNDUIT 1-1/2" | 0 | Sub-assembly | Active |  | 78 | 1 |  |  |  | Item | 1 | EA | 100 | 1 | 1 | Date |  |  | 2024-09-30 15:41 |  | * | [6 empty] | 1 |  | 1 | 0 |  | 0 | 17 |  |  | * |  |  | None | *
6 | 05-EMT-0140 | EMT COUNDUIT 1-1/2" | 0 | Purchased Item | Active |  | 1 | 1 |  |  |  | Item | 10 | FT | 100 | 1 | 10 | Date |  |  | 2024-09-30 15:41 |  | * | [6 empty] | 10 |  | 1 | 15 |  | 0 | 16 |  |  | * |  |  | None | *
5 | - PISWEEP.1684437312086 | EMT COUNDUIT 1/2" | 0 | Sub-assembly | Active |  | 79 | 1 |  |  |  | Item | 1 | EA | 100 | 1 | 1 | Date |  |  | 2024-09-30 15:41 |  | * | [6 empty] | 1 |  | 1 | 0 |  | 0 | 17 |  |  | * |  |  | None | *
6 | 05-EMT-0100 | EMT COUNDUIT 1/2" | 0 | Purchased Item | Active |  | 1 | 1 |  |  |  | Item | 4.125 | FT | 100 | 1 | 4.125 | Date |  |  | 2024-09-30 15:41 |  | * | [6 empty] | 4.125 |  | 1 | 15 |  | 0 | 16 |  |  | * |  |  | None | *
5 | - PIFHOSE.1684872737570 | ALUM FLEX CONDUIT 1/2" | 0 | Sub-assembly | Active |  | 80 | 1 |  |  |  | Item | 1 | EA | 100 | 1 | 1 | Date |  |  | 2024-09-30 15:41 |  | * | [6 empty] | 1 |  | 1 | 0 |  | 0 | 7 |  |  | * |  |  | None | *
6 | 05-FLEX-0100 | ALUM FLEX CONDUIT 1/2" | 0 | Purchased Item | Active |  | 1 | 1 |  |  |  | Item | 2.7356 | FT | 100 | 1 | 2.7356 | Date |  |  | 2024-09-30 15:41 |  | * | [6 empty] | 2.7356 |  | 1 | 5 |  | 0 | 6 |  |  | * |  |  | None | *
5 | - PIFHOSE.1684437312203-2 | ALUM FLEX CONDUIT 1/2" | 0 | Sub-assembly | Active |  | 81 | 1 |  |  |  | Item | 1 | EA | 100 | 1 | 1 | Date |  |  | 2024-09-30 15:41 |  | * | [6 empty] | 1 |  | 1 | 0 |  | 0 | 7 |  |  | * |  |  | None | *
6 | 05-FLEX-0100 | ALUM FLEX CONDUIT 1/2" | 0 | Purchased Item | Active |  | 1 | 1 |  |  |  | Item | 0.64408 | FT | 100 | 1 | 0.64408 | Date |  |  | 2024-09-30 15:41 |  | * | [6 empty] | 0.64408 |  | 1 | 5 |  | 0 | 6 |  |  | * |  |  | None | *
5 | - PISWEEP.1684795418162 | EMT COUNDUIT 1/2" | 0 | Sub-assembly | Active |  | 82 | 1 |  |  |  | Item | 1 | EA | 100 | 1 | 1 | Date |  |  | 2024-09-30 15:41 |  | * | [6 empty] | 1 |  | 1 | 0 |  | 0 | 17 |  |  | * |  |  | None | *
6 | 05-EMT-0100 | EMT COUNDUIT 1/2" | 0 | Purchased Item | Active |  | 1 | 1 |  |  |  | Item | 6.3877 | FT | 100 | 1 | 6.3877 | Date |  |  | 2024-09-30 15:41 |  | * | [6 empty] | 6.3877 |  | 1 | 15 |  | 0 | 16 |  |  | * |  |  | None | *
5 | - PIFHOSE.1684437312198-2 | ALUM FLEX CONDUIT 1/2" | 0 | Sub-assembly | Active |  | 84 | 1 |  |  |  | Item | 1 | EA | 100 | 1 | 1 | Date |  |  | 2024-09-30 15:41 |  | * | [6 empty] | 1 |  | 1 | 0 |  | 0 | 7 |  |  | * |  |  | None | *
6 | 05-FLEX-0100 | ALUM FLEX CONDUIT 1/2" | 0 | Purchased Item | Active |  | 1 | 1 |  |  |  | Item | 0.56167 | FT | 100 | 1 | 0.56167 | Date |  |  | 2024-09-30 15:41 |  | * | [6 empty] | 0.56167 |  | 1 | 5 |  | 0 | 6 |  |  | * |  |  | None | *
5 | - PISWEEP.1684437312182-2 | EMT COUNDUIT 1/2" | 0 | Sub-assembly | Active |  | 85 | 1 |  |  |  | Item | 1 | EA | 100 | 1 | 1 | Date |  |  | 2024-09-30 15:41 |  | * | [6 empty] | 1 |  | 1 | 0 |  | 0 | 17 |  |  | * |  |  | None | *
6 | 05-EMT-0100 | EMT COUNDUIT 1/2" | 0 | Purchased Item | Active |  | 1 | 1 |  |  |  | Item | 2.2 | FT | 100 | 1 | 2.2 | Date |  |  | 2024-09-30 15:41 |  | * | [6 empty] | 2.2 |  | 1 | 15 |  | 0 | 16 |  |  | * |  |  | None | *
5 | - PISWEEP.1684451755670 | EMT COUNDUIT 1-1/2" | 0 | Sub-assembly | Active |  | 86 | 1 |  |  |  | Item | 1 | EA | 100 | 1 | 1 | Date |  |  | 2024-09-30 15:41 |  | * | [6 empty] | 1 |  | 1 | 0 |  | 0 | 17 |  |  | * |  |  | None | *
6 | 05-EMT-0140 | EMT COUNDUIT 1-1/2" | 0 | Purchased Item | Active |  | 1 | 1 |  |  |  | Item | 3.4583 | FT | 100 | 1 | 3.4583 | Date |  |  | 2024-09-30 15:41 |  | * | [6 empty] | 3.4583 |  | 1 | 15 |  | 0 | 16 |  |  | * |  |  | None | *
5 | - PIFHOSE.1684437312326 | ALUM FLEX CONDUIT 1/2" | 0 | Sub-assembly | Active |  | 88 | 1 |  |  |  | Item | 1 | EA | 100 | 1 | 1 | Date |  |  | 2024-09-30 15:41 |  | * | [6 empty] | 1 |  | 1 | 0 |  | 0 | 7 |  |  | * |  |  | None | *
6 | 05-FLEX-0100 | ALUM FLEX CONDUIT 1/2" | 0 | Purchased Item | Active |  | 1 | 1 |  |  |  | Item | 0.93625 | FT | 100 | 1 | 0.93625 | Date |  |  | 2024-09-30 15:41 |  | * | [6 empty] | 0.93625 |  | 1 | 5 |  | 0 | 6 |  |  | * |  |  | None | *
5 | - PISWEEP.1684793203151 | EMT COUNDUIT 1/2" | 0 | Sub-assembly | Active |  | 89 | 1 |  |  |  | Item | 1 | EA | 100 | 1 | 1 | Date |  |  | 2024-09-30 15:41 |  | * | [6 empty] | 1 |  | 1 | 0 |  | 0 | 17 |  |  | * |  |  | None | *
6 | 05-EMT-0100 | EMT COUNDUIT 1/2" | 0 | Purchased Item | Active |  | 1 | 1 |  |  |  | Item | 4.4167 | FT | 100 | 1 | 4.4167 | Date |  |  | 2024-09-30 15:41 |  | * | [6 empty] | 4.4167 |  | 1 | 15 |  | 0 | 16 |  |  | * |  |  | None | *
5 | - PIFHOSE.1684437312306 | 3/8" Corrugated PVC flexible tubing PN TB EFC038 | 0 | Sub-assembly | Active |  | 90 | 1 |  |  |  | Item | 1 | EA | 100 | 1 | 1 | Date |  |  | 2024-09-30 15:41 |  | * | [6 empty] | 1 |  | 1 | 0 |  | 0 | 22 |  |  | * |  |  | None | *
6 | 05-CTUBE-038 | 3/8" CORRUGATED PVC FLEXIBLE TUBING PN TB EFC038 | 0 | Purchased Item | Active |  | 1 | 1 |  |  |  | Item | 2.1522 | FT | 100 | 1 | 2.1522 | Date |  |  | 2024-09-30 15:41 |  | * | [6 empty] | 2.1522 |  | 1 | 20 |  | 0 | 21 |  |  | * |  |  | None | *
5 | - PISWEEP.1684437312038 | EMT COUNDUIT 1/2" | 0 | Sub-assembly | Active |  | 92 | 1 |  |  |  | Item | 1 | EA | 100 | 1 | 1 | Date |  |  | 2024-09-30 15:41 |  | * | [6 empty] | 1 |  | 1 | 0 |  | 0 | 17 |  |  | * |  |  | None | *
6 | 05-EMT-0100 | EMT COUNDUIT 1/2" | 0 | Purchased Item | Active |  | 1 | 1 |  |  |  | Item | 5.225 | FT | 100 | 1 | 5.225 | Date |  |  | 2024-09-30 15:41 |  | * | [6 empty] | 5.225 |  | 1 | 15 |  | 0 | 16 |  |  | * |  |  | None | *
5 | - PISWEEP.1684437312163-2 | EMT COUNDUIT 1/2" | 0 | Sub-assembly | Active |  | 93 | 1 |  |  |  | Item | 1 | EA | 100 | 1 | 1 | Date |  |  | 2024-09-30 15:41 |  | * | [6 empty] | 1 |  | 1 | 0 |  | 0 | 17 |  |  | * |  |  | None | *
6 | 05-EMT-0100 | EMT COUNDUIT 1/2" | 0 | Purchased Item | Active |  | 1 | 1 |  |  |  | Item | 5.4083 | FT | 100 | 1 | 5.4083 | Date |  |  | 2024-09-30 15:41 |  | * | [6 empty] | 5.4083 |  | 1 | 15 |  | 0 | 16 |  |  | * |  |  | None | *
5 | - PIFHOSE.1685023432657 | 3/8" Corrugated PVC flexible tubing PN TB EFC038 | 0 | Sub-assembly | Active |  | 94 | 1 |  |  |  | Item | 1 | EA | 100 | 1 | 1 | Date |  |  | 2024-09-30 15:41 |  | * | [6 empty] | 1 |  | 1 | 0 |  | 0 | 22 |  |  | * |  |  | None | *
6 | 05-CTUBE-038 | 3/8" CORRUGATED PVC FLEXIBLE TUBING PN TB EFC038 | 0 | Purchased Item | Active |  | 1 | 1 |  |  |  | Item | 2.1274 | FT | 100 | 1 | 2.1274 | Date |  |  | 2024-09-30 15:41 |  | * | [6 empty] | 2.1274 |  | 1 | 20 |  | 0 | 21 |  |  | * |  |  | None | *
5 | - PISWEEP.1684468875830 | EMT COUNDUIT 1/2" | 0 | Sub-assembly | Active |  | 95 | 1 |  |  |  | Item | 1 | EA | 100 | 1 | 1 | Date |  |  | 2024-09-30 15:41 |  | * | [6 empty] | 1 |  | 1 | 0 |  | 0 | 17 |  |  | * |  |  | None | *
6 | 05-EMT-0100 | EMT COUNDUIT 1/2" | 0 | Purchased Item | Active |  | 1 | 1 |  |  |  | Item | 5.7063 | FT | 100 | 1 | 5.7063 | Date |  |  | 2024-09-30 15:41 |  | * | [6 empty] | 5.7063 |  | 1 | 15 |  | 0 | 16 |  |  | * |  |  | None | *
5 | - PIFHOSE.1685056488717 | 3/8" Corrugated PVC flexible tubing PN TB EFC038 | 0 | Sub-assembly | Active |  | 96 | 1 |  |  |  | Item | 1 | EA | 100 | 1 | 1 | Date |  |  | 2024-09-30 15:41 |  | * | [6 empty] | 1 |  | 1 | 0 |  | 0 | 22 |  |  | * |  |  | None | *
6 | 05-CTUBE-038 | 3/8" CORRUGATED PVC FLEXIBLE TUBING PN TB EFC038 | 0 | Purchased Item | Active |  | 1 | 1 |  |  |  | Item | 2.1383 | FT | 100 | 1 | 2.1383 | Date |  |  | 2024-09-30 15:41 |  | * | [6 empty] | 2.1383 |  | 1 | 20 |  | 0 | 21 |  |  | * |  |  | None | *
5 | - PISWEEP.1684437312058-2 | EMT COUNDUIT 1/2" | 0 | Sub-assembly | Active |  | 97 | 1 |  |  |  | Item | 1 | EA | 100 | 1 | 1 | Date |  |  | 2024-09-30 15:41 |  | * | [6 empty] | 1 |  | 1 | 0 |  | 0 | 17 |  |  | * |  |  | None | *
6 | 05-EMT-0100 | EMT COUNDUIT 1/2" | 0 | Purchased Item | Active |  | 1 | 1 |  |  |  | Item | 4.408 | FT | 100 | 1 | 4.408 | Date |  |  | 2024-09-30 15:41 |  | * | [6 empty] | 4.408 |  | 1 | 15 |  | 0 | 16 |  |  | * |  |  | None | *
5 | - PISWEEP.1684437312171-2 | EMT COUNDUIT 1/2" | 0 | Sub-assembly | Active |  | 98 | 1 |  |  |  | Item | 1 | EA | 100 | 1 | 1 | Date |  |  | 2024-09-30 15:41 |  | * | [6 empty] | 1 |  | 1 | 0 |  | 0 | 17 |  |  | * |  |  | None | *
6 | 05-EMT-0100 | EMT COUNDUIT 1/2" | 0 | Purchased Item | Active |  | 1 | 1 |  |  |  | Item | 1.6667 | FT | 100 | 1 | 1.6667 | Date |  |  | 2024-09-30 15:41 |  | * | [6 empty] | 1.6667 |  | 1 | 15 |  | 0 | 16 |  |  | * |  |  | None | *
5 | - PISWEEP.1684512074602 | EMT COUNDUIT 1-1/2" | 0 | Sub-assembly | Active |  | 99 | 1 |  |  |  | Item | 1 | EA | 100 | 1 | 1 | Date |  |  | 2024-09-30 15:41 |  | * | [6 empty] | 1 |  | 1 | 0 |  | 0 | 17 |  |  | * |  |  | None | *
6 | 05-EMT-0140 | EMT COUNDUIT 1-1/2" | 0 | Purchased Item | Active |  | 1 | 1 |  |  |  | Item | 3.4 | FT | 100 | 1 | 3.4 | Date |  |  | 2024-09-30 15:41 |  | * | [6 empty] | 3.4 |  | 1 | 15 |  | 0 | 16 |  |  | * |  |  | None | *
5 | - PIFHOSE.1685047988920 | 3/8" Corrugated PVC flexible tubing PN TB EFC038 | 0 | Sub-assembly | Active |  | 100 | 1 |  |  |  | Item | 1 | EA | 100 | 1 | 1 | Date |  |  | 2024-09-30 15:41 |  | * | [6 empty] | 1 |  | 1 | 0 |  | 0 | 22 |  |  | * |  |  | None | *
6 | 05-CTUBE-038 | 3/8" CORRUGATED PVC FLEXIBLE TUBING PN TB EFC038 | 0 | Purchased Item | Active |  | 1 | 1 |  |  |  | Item | 2.1579 | FT | 100 | 1 | 2.1579 | Date |  |  | 2024-09-30 15:41 |  | * | [6 empty] | 2.1579 |  | 1 | 20 |  | 0 | 21 |  |  | * |  |  | None | *
5 | - PISWEEP.1684437312021-2 | EMT COUNDUIT 1/2" | 0 | Sub-assembly | Active |  | 101 | 1 |  |  |  | Item | 1 | EA | 100 | 1 | 1 | Date |  |  | 2024-09-30 15:41 |  | * | [6 empty] | 1 |  | 1 | 0 |  | 0 | 17 |  |  | * |  |  | None | *
6 | 05-EMT-0100 | EMT COUNDUIT 1/2" | 0 | Purchased Item | Active |  | 1 | 1 |  |  |  | Item | 5.808 | FT | 100 | 1 | 5.808 | Date |  |  | 2024-09-30 15:41 |  | * | [6 empty] | 5.808 |  | 1 | 15 |  | 0 | 16 |  |  | * |  |  | None | *
5 | - PISWEEP.1684437312332 | EMT COUNDUIT 3/4" | 0 | Sub-assembly | Active |  | 102 | 1 |  |  |  | Item | 1 | EA | 100 | 1 | 1 | Date |  |  | 2024-09-30 15:41 |  | * | [6 empty] | 1 |  | 1 | 0 |  | 0 | 22 |  |  | * |  |  | None | *
6 | 05-EMT-0110 | EMT COUNDUIT 3/4" | 0 | Purchased Item | Active |  | 1 | 1 |  |  |  | Item | 2.825 | FT | 100 | 1 | 2.825 | Date |  |  | 2024-09-30 15:41 |  | * | [6 empty] | 2.825 |  | 1 | 20 |  | 0 | 21 |  |  | * |  |  | None | *
5 | - PIFHOSE.1684437312402 | ALUM FLEX CONDUIT 3/8" | 0 | Sub-assembly | Active |  | 103 | 1 |  |  |  | Item | 1 | EA | 100 | 1 | 1 | Date |  |  | 2024-09-30 15:41 |  | * | [6 empty] | 1 |  | 1 | 0 |  | 0 | 17 |  |  | * |  |  | None | *
6 | 05-FLEX-0102 | ALUM FLEX CONDUIT 3/8" | 0 | Purchased Item | Active |  | 1 | 1 |  |  |  | Item | 0.863 | FT | 100 | 1 | 0.863 | Date |  |  | 2024-09-30 15:41 |  | * | [6 empty] | 0.863 |  | 1 | 15 |  | 0 | 16 |  |  | * |  |  | None | *
5 | - PIFHOSE.1684437312291 | 3/8" Corrugated PVC flexible tubing PN TB EFC038 | 0 | Sub-assembly | Active |  | 104 | 1 |  |  |  | Item | 1 | EA | 100 | 1 | 1 | Date |  |  | 2024-09-30 15:41 |  | * | [6 empty] | 1 |  | 1 | 0 |  | 0 | 22 |  |  | * |  |  | None | *
6 | 05-CTUBE-038 | 3/8" CORRUGATED PVC FLEXIBLE TUBING PN TB EFC038 | 0 | Purchased Item | Active |  | 1 | 1 |  |  |  | Item | 2.0407 | FT | 100 | 1 | 2.0407 | Date |  |  | 2024-09-30 15:41 |  | * | [6 empty] | 2.0407 |  | 1 | 20 |  | 0 | 21 |  |  | * |  |  | None | *
5 | - PIFHOSE.1685055089136 | 3/8" Corrugated PVC flexible tubing PN TB EFC038 | 0 | Sub-assembly | Active |  | 105 | 1 |  |  |  | Item | 1 | EA | 100 | 1 | 1 | Date |  |  | 2024-09-30 15:41 |  | * | [6 empty] | 1 |  | 1 | 0 |  | 0 | 22 |  |  | * |  |  | None | *
6 | 05-CTUBE-038 | 3/8" CORRUGATED PVC FLEXIBLE TUBING PN TB EFC038 | 0 | Purchased Item | Active |  | 1 | 1 |  |  |  | Item | 2.5192 | FT | 100 | 1 | 2.5192 | Date |  |  | 2024-09-30 15:41 |  | * | [6 empty] | 2.5192 |  | 1 | 20 |  | 0 | 21 |  |  | * |  |  | None | *
5 | - PISWEEP.1684437312018-2 | EMT COUNDUIT 1/2" | 0 | Sub-assembly | Active |  | 106 | 1 |  |  |  | Item | 1 | EA | 100 | 1 | 1 | Date |  |  | 2024-09-30 15:41 |  | * | [6 empty] | 1 |  | 1 | 0 |  | 0 | 17 |  |  | * |  |  | None | *
6 | 05-EMT-0100 | EMT COUNDUIT 1/2" | 0 | Purchased Item | Active |  | 1 | 1 |  |  |  | Item | 4.261 | FT | 100 | 1 | 4.261 | Date |  |  | 2024-09-30 15:41 |  | * | [6 empty] | 4.261 |  | 1 | 15 |  | 0 | 16 |  |  | * |  |  | None | *
4 | - 02_MCYSC4-ELECT ASSYLOW.460V | Tubes and Pipes | 0 | Sub-assembly | Active |  | 3 | 1 |  |  |  | Item | 1 | EA | 100 | 1 | 1 | Date |  |  | 2024-09-30 15:41 |  | * | [6 empty] | 1 |  | 1 | 0 |  | 0 | 23 |  |  | * |  |  | None | *
5 | - PIFHOSE.1681426453363 | ALUM FLEX CONDUIT 1/2" | 0 | Sub-assembly | Active |  | 1 | 1 |  |  |  | Item | 1 | EA | 100 | 1 | 1 | Date |  |  | 2024-09-30 15:41 |  | * | [6 empty] | 1 |  | 1 | 0 |  | 0 | 7 |  |  | * |  |  | None | *
6 | 05-FLEX-0100 | ALUM FLEX CONDUIT 1/2" | 0 | Purchased Item | Active |  | 1 | 1 |  |  |  | Item | 1.642 | FT | 100 | 1 | 1.642 | Date |  |  | 2024-09-30 15:41 |  | * | [6 empty] | 1.642 |  | 1 | 5 |  | 0 | 6 |  |  | * |  |  | None | *
5 | - PISWEEP.1681425818918 | EMT COUNDUIT 3/4" | 0 | Sub-assembly | Active |  | 2 | 1 |  |  |  | Item | 1 | EA | 100 | 1 | 1 | Date |  |  | 2024-09-30 15:41 |  | * | [6 empty] | 1 |  | 1 | 0 |  | 0 | 22 |  |  | * |  |  | None | *
6 | 05-EMT-0110 | EMT COUNDUIT 3/4" | 0 | Purchased Item | Active |  | 1 | 1 |  |  |  | Item | 10.8167 | FT | 100 | 1 | 10.8167 | Date |  |  | 2024-09-30 15:41 |  | * | [6 empty] | 10.8167 |  | 1 | 20 |  | 0 | 21 |  |  | * |  |  | None | *
5 | - PISWEEP.1681423698662 | EMT COUNDUIT 1-1/4" | 0 | Sub-assembly | Active |  | 3 | 1 |  |  |  | Item | 1 | EA | 100 | 1 | 1 | Date |  |  | 2024-09-30 15:41 |  | * | [6 empty] | 1 |  | 1 | 0 |  | 0 | 17 |  |  | * |  |  | None | *
6 | 05-EMT-0130 | EMT COUNDUIT 1-1/4" | 0 | Purchased Item | Active |  | 1 | 1 |  |  |  | Item | 9.75 | FT | 100 | 1 | 9.75 | Date |  |  | 2024-09-30 15:41 |  | * | [6 empty] | 9.75 |  | 1 | 15 |  | 0 | 16 |  |  | * |  |  | None | *
5 | - PISWEEP.1681423992336 | EMT COUNDUIT 1-1/4" | 0 | Sub-assembly | Active |  | 4 | 1 |  |  |  | Item | 1 | EA | 100 | 1 | 1 | Date |  |  | 2024-09-30 15:41 |  | * | [6 empty] | 1 |  | 1 | 0 |  | 0 | 17 |  |  | * |  |  | None | *
6 | 05-EMT-0130 | EMT COUNDUIT 1-1/4" | 0 | Purchased Item | Active |  | 1 | 1 |  |  |  | Item | 9.6 | FT | 100 | 1 | 9.6 | Date |  |  | 2024-09-30 15:41 |  | * | [6 empty] | 9.6 |  | 1 | 15 |  | 0 | 16 |  |  | * |  |  | None | *
5 | - PISWEEP.1681434297619 | EMT COUNDUIT 1-1/4" | 0 | Sub-assembly | Active |  | 5 | 1 |  |  |  | Item | 1 | EA | 100 | 1 | 1 | Date |  |  | 2024-09-30 15:41 |  | * | [6 empty] | 1 |  | 1 | 0 |  | 0 | 17 |  |  | * |  |  | None | *
6 | 05-EMT-0130 | EMT COUNDUIT 1-1/4" | 0 | Purchased Item | Active |  | 1 | 1 |  |  |  | Item | 9.75 | FT | 100 | 1 | 9.75 | Date |  |  | 2024-09-30 15:41 |  | * | [6 empty] | 9.75 |  | 1 | 15 |  | 0 | 16 |  |  | * |  |  | None | *
5 | - PISWEEP.1682524211081 | EMT COUNDUIT 1/2" | 0 | Sub-assembly | Active |  | 6 | 1 |  |  |  | Item | 1 | EA | 100 | 1 | 1 | Date |  |  | 2024-09-30 15:41 |  | * | [6 empty] | 1 |  | 1 | 0 |  | 0 | 17 |  |  | * |  |  | None | *
6 | 05-EMT-0100 | EMT COUNDUIT 1/2" | 0 | Purchased Item | Active |  | 1 | 1 |  |  |  | Item | 2.858 | FT | 100 | 1 | 2.858 | Date |  |  | 2024-09-30 15:41 |  | * | [6 empty] | 2.858 |  | 1 | 15 |  | 0 | 16 |  |  | * |  |  | None | *
5 | - PISWEEP.1681425734857 | EMT COUNDUIT 1/2" | 0 | Sub-assembly | Active |  | 7 | 1 |  |  |  | Item | 1 | EA | 100 | 1 | 1 | Date |  |  | 2024-09-30 15:41 |  | * | [6 empty] | 1 |  | 1 | 0 |  | 0 | 17 |  |  | * |  |  | None | *
6 | 05-EMT-0100 | EMT COUNDUIT 1/2" | 0 | Purchased Item | Active |  | 1 | 1 |  |  |  | Item | 11.75 | FT | 100 | 1 | 11.75 | Date |  |  | 2024-09-30 15:41 |  | * | [6 empty] | 11.75 |  | 1 | 15 |  | 0 | 16 |  |  | * |  |  | None | *
5 | - PIFHOSE.1681426378828 | ALUM FLEX CONDUIT 3/4" | 0 | Sub-assembly | Active |  | 8 | 1 |  |  |  | Item | 1 | EA | 100 | 1 | 1 | Date |  |  | 2024-09-30 15:41 |  | * | [6 empty] | 1 |  | 1 | 0 |  | 0 | 17 |  |  | * |  |  | None | *
6 | 05-FLEX-0110 | ALUM FLEX CONDUIT 3/4" | 0 | Purchased Item | Active |  | 1 | 1 |  |  |  | Item | 1.6473 | FT | 100 | 1 | 1.6473 | Date |  |  | 2024-09-30 15:41 |  | * | [6 empty] | 1.6473 |  | 1 | 15 |  | 0 | 16 |  |  | * |  |  | None | *
5 | - PISWEEP.1687534914957 | EMT COUNDUIT 3/4" | 0 | Sub-assembly | Active |  | 9 | 1 |  |  |  | Item | 1 | EA | 100 | 1 | 1 | Date |  |  | 2024-09-30 15:41 |  | * | [6 empty] | 1 |  | 1 | 0 |  | 0 | 22 |  |  | * |  |  | None | *
6 | 05-EMT-0110 | EMT COUNDUIT 3/4" | 0 | Purchased Item | Active |  | 1 | 1 |  |  |  | Item | 4.792 | FT | 100 | 1 | 4.792 | Date |  |  | 2024-09-30 15:41 |  | * | [6 empty] | 4.792 |  | 1 | 20 |  | 0 | 21 |  |  | * |  |  | None | *
5 | - PISWEEP.1681433723445 | EMT COUNDUIT 3/4" | 0 | Sub-assembly | Active |  | 10 | 1 |  |  |  | Item | 1 | EA | 100 | 1 | 1 | Date |  |  | 2024-09-30 15:41 |  | * | [6 empty] | 1 |  | 1 | 0 |  | 0 | 22 |  |  | * |  |  | None | *
6 | 05-EMT-0110 | EMT COUNDUIT 3/4" | 0 | Purchased Item | Active |  | 1 | 1 |  |  |  | Item | 10.725 | FT | 100 | 1 | 10.725 | Date |  |  | 2024-09-30 15:41 |  | * | [6 empty] | 10.725 |  | 1 | 20 |  | 0 | 21 |  |  | * |  |  | None | *
5 | - PIFHOSE.1681433126844 | ALUM FLEX CONDUIT 1-1/4" | 0 | Sub-assembly | Active |  | 11 | 1 |  |  |  | Item | 1 | EA | 100 | 1 | 1 | Date |  |  | 2024-09-30 15:41 |  | * | [6 empty] | 1 |  | 1 | 0 |  | 0 | 17 |  |  | * |  |  | None | *
6 | 05-FLEX-0130 | ALUM FLEX CONDUIT 1-1/4" | 0 | Purchased Item | Active |  | 1 | 1 |  |  |  | Item | 1.6304 | FT | 100 | 1 | 1.6304 | Date |  |  | 2024-09-30 15:41 |  | * | [6 empty] | 1.6304 |  | 1 | 15 |  | 0 | 16 |  |  | * |  |  | None | *
5 | - PIFHOSE.1681432933537 | ALUM FLEX CONDUIT 1/2" | 0 | Sub-assembly | Active |  | 12 | 1 |  |  |  | Item | 1 | EA | 100 | 1 | 1 | Date |  |  | 2024-09-30 15:41 |  | * | [6 empty] | 1 |  | 1 | 0 |  | 0 | 7 |  |  | * |  |  | None | *
6 | 05-FLEX-0100 | ALUM FLEX CONDUIT 1/2" | 0 | Purchased Item | Active |  | 1 | 1 |  |  |  | Item | 1.6192 | FT | 100 | 1 | 1.6192 | Date |  |  | 2024-09-30 15:41 |  | * | [6 empty] | 1.6192 |  | 1 | 5 |  | 0 | 6 |  |  | * |  |  | None | *
5 | - PISWEEP.1681423698213 | EMT COUNDUIT 1-1/4" | 0 | Sub-assembly | Active |  | 13 | 1 |  |  |  | Item | 1 | EA | 100 | 1 | 1 | Date |  |  | 2024-09-30 15:41 |  | * | [6 empty] | 1 |  | 1 | 0 |  | 0 | 17 |  |  | * |  |  | None | *
6 | 05-EMT-0130 | EMT COUNDUIT 1-1/4" | 0 | Purchased Item | Active |  | 1 | 1 |  |  |  | Item | 9.7917 | FT | 100 | 1 | 9.7917 | Date |  |  | 2024-09-30 15:41 |  | * | [6 empty] | 9.7917 |  | 1 | 15 |  | 0 | 16 |  |  | * |  |  | None | *
5 | - PIFHOSE.1681433033332 | ALUM FLEX CONDUIT 3/4" | 0 | Sub-assembly | Active |  | 14 | 1 |  |  |  | Item | 1 | EA | 100 | 1 | 1 | Date |  |  | 2024-09-30 15:41 |  | * | [6 empty] | 1 |  | 1 | 0 |  | 0 | 17 |  |  | * |  |  | None | *
6 | 05-FLEX-0110 | ALUM FLEX CONDUIT 3/4" | 0 | Purchased Item | Active |  | 1 | 1 |  |  |  | Item | 1.6721 | FT | 100 | 1 | 1.6721 | Date |  |  | 2024-09-30 15:41 |  | * | [6 empty] | 1.6721 |  | 1 | 15 |  | 0 | 16 |  |  | * |  |  | None | *
5 | - PIFHOSE.1681425632194 | ALUM FLEX CONDUIT 1-1/4" | 0 | Sub-assembly | Active |  | 15 | 1 |  |  |  | Item | 1 | EA | 100 | 1 | 1 | Date |  |  | 2024-09-30 15:41 |  | * | [6 empty] | 1 |  | 1 | 0 |  | 0 | 17 |  |  | * |  |  | None | *
6 | 05-FLEX-0130 | ALUM FLEX CONDUIT 1-1/4" | 0 | Purchased Item | Active |  | 1 | 1 |  |  |  | Item | 1.4048 | FT | 100 | 1 | 1.4048 | Date |  |  | 2024-09-30 15:41 |  | * | [6 empty] | 1.4048 |  | 1 | 15 |  | 0 | 16 |  |  | * |  |  | None | *
5 | - PISWEEP.1681433367535 | EMT COUNDUIT 1-1/4" | 0 | Sub-assembly | Active |  | 16 | 1 |  |  |  | Item | 1 | EA | 100 | 1 | 1 | Date |  |  | 2024-09-30 15:41 |  | * | [6 empty] | 1 |  | 1 | 0 |  | 0 | 17 |  |  | * |  |  | None | *
6 | 05-EMT-0130 | EMT COUNDUIT 1-1/4" | 0 | Purchased Item | Active |  | 1 | 1 |  |  |  | Item | 9.5083 | FT | 100 | 1 | 9.5083 | Date |  |  | 2024-09-30 15:41 |  | * | [6 empty] | 9.5083 |  | 1 | 15 |  | 0 | 16 |  |  | * |  |  | None | *
5 | - PIFHOSE.1681432790305 | ALUM FLEX CONDUIT 1-1/4" | 0 | Sub-assembly | Active |  | 17 | 1 |  |  |  | Item | 1 | EA | 100 | 1 | 1 | Date |  |  | 2024-09-30 15:41 |  | * | [6 empty] | 1 |  | 1 | 0 |  | 0 | 17 |  |  | * |  |  | None | *
6 | 05-FLEX-0130 | ALUM FLEX CONDUIT 1-1/4" | 0 | Purchased Item | Active |  | 1 | 1 |  |  |  | Item | 1.5367 | FT | 100 | 1 | 1.5367 | Date |  |  | 2024-09-30 15:41 |  | * | [6 empty] | 1.5367 |  | 1 | 15 |  | 0 | 16 |  |  | * |  |  | None | *
5 | - PIFHOSE.1681433201789 | ALUM FLEX CONDUIT 1-1/4" | 0 | Sub-assembly | Active |  | 18 | 1 |  |  |  | Item | 1 | EA | 100 | 1 | 1 | Date |  |  | 2024-09-30 15:41 |  | * | [6 empty] | 1 |  | 1 | 0 |  | 0 | 17 |  |  | * |  |  | None | *
6 | 05-FLEX-0130 | ALUM FLEX CONDUIT 1-1/4" | 0 | Purchased Item | Active |  | 1 | 1 |  |  |  | Item | 1.5384 | FT | 100 | 1 | 1.5384 | Date |  |  | 2024-09-30 15:41 |  | * | [6 empty] | 1.5384 |  | 1 | 15 |  | 0 | 16 |  |  | * |  |  | None | *
5 | - PIFHOSE.1681425576424 | ALUM FLEX CONDUIT 1-1/4" | 0 | Sub-assembly | Active |  | 19 | 1 |  |  |  | Item | 1 | EA | 100 | 1 | 1 | Date |  |  | 2024-09-30 15:41 |  | * | [6 empty] | 1 |  | 1 | 0 |  | 0 | 17 |  |  | * |  |  | None | *
6 | 05-FLEX-0130 | ALUM FLEX CONDUIT 1-1/4" | 0 | Purchased Item | Active |  | 1 | 1 |  |  |  | Item | 1.4748 | FT | 100 | 1 | 1.4748 | Date |  |  | 2024-09-30 15:41 |  | * | [6 empty] | 1.4748 |  | 1 | 15 |  | 0 | 16 |  |  | * |  |  | None | *
5 | - PISWEEP.1681433484783 | EMT COUNDUIT 1/2" | 0 | Sub-assembly | Active |  | 20 | 1 |  |  |  | Item | 1 | EA | 100 | 1 | 1 | Date |  |  | 2024-09-30 15:41 |  | * | [6 empty] | 1 |  | 1 | 0 |  | 0 | 17 |  |  | * |  |  | None | *
6 | 05-EMT-0100 | EMT COUNDUIT 1/2" | 0 | Purchased Item | Active |  | 1 | 1 |  |  |  | Item | 11.7417 | FT | 100 | 1 | 11.7417 | Date |  |  | 2024-09-30 15:41 |  | * | [6 empty] | 11.7417 |  | 1 | 15 |  | 0 | 16 |  |  | * |  |  | None | *
5 | - PIFHOSE.1681425512822 | ALUM FLEX CONDUIT 1-1/4" | 0 | Sub-assembly | Active |  | 21 | 1 |  |  |  | Item | 1 | EA | 100 | 1 | 1 | Date |  |  | 2024-09-30 15:41 |  | * | [6 empty] | 1 |  | 1 | 0 |  | 0 | 17 |  |  | * |  |  | None | *
6 | 05-FLEX-0130 | ALUM FLEX CONDUIT 1-1/4" | 0 | Purchased Item | Active |  | 1 | 1 |  |  |  | Item | 1.5531 | FT | 100 | 1 | 1.5531 | Date |  |  | 2024-09-30 15:41 |  | * | [6 empty] | 1.5531 |  | 1 | 15 |  | 0 | 16 |  |  | * |  |  | None | *
5 | - PISWEEP.1687537076738 | EMT COUNDUIT 3/4" | 0 | Sub-assembly | Active |  | 22 | 1 |  |  |  | Item | 1 | EA | 100 | 1 | 1 | Date |  |  | 2024-09-30 15:41 |  | * | [6 empty] | 1 |  | 1 | 0 |  | 0 | 22 |  |  | * |  |  | None | *
6 | 05-EMT-0110 | EMT COUNDUIT 3/4" | 0 | Purchased Item | Active |  | 1 | 1 |  |  |  | Item | 4.875 | FT | 100 | 1 | 4.875 | Date |  |  | 2024-09-30 15:41 |  | * | [6 empty] | 4.875 |  | 1 | 20 |  | 0 | 21 |  |  | * |  |  | None | *
5 | - PISWEEP.1681434187267 | EMT COUNDUIT 1-1/4" | 0 | Sub-assembly | Active |  | 23 | 1 |  |  |  | Item | 1 | EA | 100 | 1 | 1 | Date |  |  | 2024-09-30 15:41 |  | * | [6 empty] | 1 |  | 1 | 0 |  | 0 | 17 |  |  | * |  |  | None | *
6 | 05-EMT-0130 | EMT COUNDUIT 1-1/4" | 0 | Purchased Item | Active |  | 1 | 1 |  |  |  | Item | 9.7917 | FT | 100 | 1 | 9.7917 | Date |  |  | 2024-09-30 15:41 |  | * | [6 empty] | 9.7917 |  | 1 | 15 |  | 0 | 16 |  |  | * |  |  | None | *
5 | - PISWEEP.1682525929023 | EMT COUNDUIT 3/4" | 0 | Sub-assembly | Active |  | 24 | 1 |  |  |  | Item | 1 | EA | 100 | 1 | 1 | Date |  |  | 2024-09-30 15:41 |  | * | [6 empty] | 1 |  | 1 | 0 |  | 0 | 22 |  |  | * |  |  | None | *
6 | 05-EMT-0110 | EMT COUNDUIT 3/4" | 0 | Purchased Item | Active |  | 1 | 1 |  |  |  | Item | 6.908 | FT | 100 | 1 | 6.908 | Date |  |  | 2024-09-30 15:41 |  | * | [6 empty] | 6.908 |  | 1 | 20 |  | 0 | 21 |  |  | * |  |  | None | *
5 | - PISWEEP.1682462361763 | EMT COUNDUIT 3/4" | 0 | Sub-assembly | Active |  | 25 | 1 |  |  |  | Item | 1 | EA | 100 | 1 | 1 | Date |  |  | 2024-09-30 15:41 |  | * | [6 empty] | 1 |  | 1 | 0 |  | 0 | 22 |  |  | * |  |  | None | *
6 | 05-EMT-0110 | EMT COUNDUIT 3/4" | 0 | Purchased Item | Active |  | 1 | 1 |  |  |  | Item | 6.892 | FT | 100 | 1 | 6.892 | Date |  |  | 2024-09-30 15:41 |  | * | [6 empty] | 6.892 |  | 1 | 20 |  | 0 | 21 |  |  | * |  |  | None | *
5 | - PISWEEP.1682524210320 | EMT COUNDUIT 1/2" | 0 | Sub-assembly | Active |  | 26 | 1 |  |  |  | Item | 1 | EA | 100 | 1 | 1 | Date |  |  | 2024-09-30 15:41 |  | * | [6 empty] | 1 |  | 1 | 0 |  | 0 | 17 |  |  | * |  |  | None | *
6 | 05-EMT-0100 | EMT COUNDUIT 1/2" | 0 | Purchased Item | Active |  | 1 | 1 |  |  |  | Item | 5.225 | FT | 100 | 1 | 5.225 | Date |  |  | 2024-09-30 15:41 |  | * | [6 empty] | 5.225 |  | 1 | 15 |  | 0 | 16 |  |  | * |  |  | None | *
3 | 05-PLUG-012 | 1/2" WEATHERPROOF CLOSURE PLUG, TOPAZ # WP50 | 0 | Purchased Item | Active |  | 7 | 1 |  |  |  | Item | 20 | EA | 100 | 1 | 20 | Date |  |  | 2024-09-30 15:41 |  | * | [6 empty] | 20 |  | 1 | 15 |  | 0 | 16 |  |  | * |  |  | None | *
3 | - IP-68041 | 1.5Wx3H PANEL CHANNEL, STD SLOT, PVC, GRAY / NSI: PC1530-LS ; IBOCO: NAB-1530G | 0 | Sub-assembly | Active |  | 8 | 1 |  |  |  | Item | 2 | EA | 100 | 1 | 2 | Date |  |  | 2024-09-30 15:41 |  | * | [6 empty] | 2 |  | 1 | 0 |  | 0 | 17 |  |  | * |  |  | None | *
4 | 05-PAND-0149 | 1.5WX3H PANEL CHANNEL, STD SLOT, PVC, GRAY, PN PC1530-LS | 0 | Purchased Item | Active |  | 1 | 1 |  |  |  | Item | 1.708 | FT | 100 | 1 | 3.416 | Date |  |  | 2024-09-30 15:41 |  | * | [6 empty] | 3.416 |  | 1 | 15 |  | 0 | 16 |  |  | * |  |  | None | *
3 | 05-UNIST-0012 | 1/2" EMT UNISTRUT CLAMP | 0 | Purchased Item | Active |  | 9 | 1 |  |  |  | Item | 186 | EA | 100 | 1 | 186 | Date |  |  | 2024-09-30 15:41 |  | * | CCO-79419 | [5 empty] | 186 |  | 1 | 10 |  | 0 | 11 |  |  | * |  |  | None | *
3 | 05-LOCKNUT-0075 | RIGID LOCKNUTS 3/4" | 0 | Purchased Item | Active |  | 10 | 1 |  |  |  | Item | 10 | EA | 100 | 1 | 10 | Date |  |  | 2024-09-30 15:41 |  | * | [6 empty] | 10 |  | 1 | 15 |  | 0 | 16 |  |  | * |  |  | None | *
3 | 75-SCWR-818-34 | SELF DRILLING SCREW 8-18, 3/4" LENGTH, ZINC PLATED PAN HEAD PHILLIPS, PART NO. 94060A197 | 0 | Purchased Item | Active |  | 12 | 1 |  |  |  | Item | 12 | EA | 100 | 1 | 12 | Date |  |  | 2024-09-30 15:41 |  | * | [6 empty] | 12 |  | 1 | 40 |  | 0 | 41 |  |  | * |  |  | None | *
3 | 18-COVER-10080 | VALVE BALL WEATHER COVER | 0 | Purchased Item | Active |  | 13 | 1 |  |  |  | Item | 4 | EA | 100 | 1 | 4 | Date |  |  | 2024-09-30 15:41 |  | * | [6 empty] | 4 |  | 1 | 15 |  | 0 | 16 |  |  | * |  |  | None | *
3 | - PIFHOSE.IP-58700 | ALUM FLEX CONDUIT 1/2" | 0 | Sub-assembly | Active |  | 14 | 1 |  |  |  | Item | 1 | EA | 100 | 1 | 1 | Date |  |  | 2024-09-30 15:41 |  | * | [6 empty] | 1 |  | 1 | 0 |  | 0 | 7 |  |  | * |  |  | None | *
4 | 05-FLEX-0100 | ALUM FLEX CONDUIT 1/2" | 0 | Purchased Item | Active |  | 1 | 1 |  |  |  | Item | 2.75 | FT | 100 | 1 | 2.75 | Date |  |  | 2024-09-30 15:41 |  | * | [6 empty] | 2.75 |  | 1 | 5 |  | 0 | 6 |  |  | * |  |  | None | *
3 | - PIFHOSE.IP-58701 | ALUM FLEX CONDUIT 3/4" | 0 | Sub-assembly | Active |  | 15 | 1 |  |  |  | Item | 1 | EA | 100 | 1 | 1 | Date |  |  | 2024-09-30 15:41 |  | * | [6 empty] | 1 |  | 1 | 0 |  | 0 | 17 |  |  | * |  |  | None | *
4 | 05-FLEX-0110 | ALUM FLEX CONDUIT 3/4" | 0 | Purchased Item | Active |  | 1 | 1 |  |  |  | Item | 2.72 | FT | 100 | 1 | 2.72 | Date |  |  | 2024-09-30 15:41 |  | * | [6 empty] | 2.72 |  | 1 | 15 |  | 0 | 16 |  |  | * |  |  | None | *
3 | - PIFHOSE.IP-58702 | EMT COUNDUIT 1/2" | 0 | Sub-assembly | Active |  | 16 | 1 |  |  |  | Item | 1 | EA | 100 | 1 | 1 | Date |  |  | 2024-09-30 15:41 |  | * | [6 empty] | 1 |  | 1 | 0 |  | 0 | 17 |  |  | * |  |  | None | *
4 | 05-EMT-0100 | EMT COUNDUIT 1/2" | 0 | Purchased Item | Active |  | 1 | 1 |  |  |  | Item | 4.019 | FT | 100 | 1 | 4.019 | Date |  |  | 2024-09-30 15:41 |  | * | [6 empty] | 4.019 |  | 1 | 15 |  | 0 | 16 |  |  | * |  |  | None | *
3 | 05-CONN-0135 | 1-1/4" EMT COMPRESSION CONNECTOR, RAIN TIGHT | 0 | Purchased Item | Active |  | 17 | 1 |  |  |  | Item | 10 | EA | 100 | 1 | 10 | Date |  |  | 2024-09-30 15:41 |  | * | [6 empty] | 10 |  | 1 | 20 |  | 0 | 21 |  |  | * |  |  | None | *
3 | 05-COUP-0172 | EMT COMPRESSION COUPLING 3/4", RAIN TIGHT | 0 | Purchased Item | Active |  | 18 | 1 |  |  |  | Item | 7 | EA | 100 | 1 | 7 | Date |  |  | 2024-09-30 15:41 |  | * | CCO-79419 | [5 empty] | 7 |  | 1 | 20 |  | 0 | 21 |  |  | * |  |  | None | *
3 | - IP-58629 | 16ga SS 304L Solid coil 60 | M | Sub-assembly | Active |  | 19 | 1 |  |  |  | Item | 6 | EA | 100 | 1 | 6 | Date |  |  | 2024-09-30 15:41 |  | * | [6 empty] | 6 |  | 1 | 0.064923 |  | 0.064923 | 12.0649 |  |  | * |  |  | None | *
4 | 45-304L-C0110 | STEEL,304-L S/S,16 GA,60" COIL | 0 | Purchased Item | Active |  | 1 | 1 |  |  |  | Item | 0.333 | SFT | 100 | 1 | 1.998 | Date |  |  | 2024-09-30 15:41 |  | * | [6 empty] | 1.998 |  | 1 | 10 |  | 0 | 11 |  |  | * |  |  | None | *
4 | IP-58629_DOC | 16ga SS 304L Solid coil 60 | 0 | Reference Item - Document Management | Active |  | 99999 | 1 |  |  |  | Item | 1 | EA | 100 | 1 | 6 | Date |  |  | 2024-09-30 15:41 |  | * | [6 empty] | 6 |  | 1 |  |  | 0 | 0 | [5 empty] | None
3 | - IP-58628 | 16ga SS 304L Solid coil 60 | M | Sub-assembly | Active |  | 20 | 1 |  |  |  | Item | 2 | EA | 100 | 1 | 2 | Date |  |  | 2024-09-30 15:41 |  | * | [6 empty] | 2 |  | 1 | 0.064923 |  | 0.064923 | 51.0649 |  |  | * |  |  | None | *
4 | 45-304L-C0110 | STEEL,304-L S/S,16 GA,60" COIL | 0 | Purchased Item | Active |  | 1 | 1 |  |  |  | Item | 0.167 | SFT | 100 | 1 | 0.334 | Date |  |  | 2024-09-30 15:41 |  | * | [6 empty] | 0.334 |  | 1 | 10 |  | 0 | 11 |  |  | * |  |  | None | *
4 | IP-58628_DOC | 16ga SS 304L Solid coil 60 | 0 | Reference Item - Document Management | Active |  | 99999 | 1 |  |  |  | Item | 1 | EA | 100 | 1 | 2 | Date |  |  | 2024-09-30 15:41 |  | * | [6 empty] | 2 |  | 1 | 50 |  | 0 | 50 | [5 empty] | None
3 | - IP-58627 | 16ga SS 304L Solid coil 60 | M | Sub-assembly | Active |  | 21 | 1 |  |  |  | Item | 8 | EA | 100 | 1 | 8 | Date |  |  | 2024-09-30 15:41 |  | * | [6 empty] | 8 |  | 1 | 0.064923 |  | 0.064923 | 12.0649 |  |  | * |  |  | None | *
4 | 45-304L-C0110 | STEEL,304-L S/S,16 GA,60" COIL | 0 | Purchased Item | Active |  | 1 | 1 |  |  |  | Item | 0.167 | SFT | 100 | 1 | 1.336 | Date |  |  | 2024-09-30 15:41 |  | * | [6 empty] | 1.336 |  | 1 | 10 |  | 0 | 11 |  |  | * |  |  | None | *
4 | IP-58627_DOC | 16ga SS 304L Solid coil 60 | 0 | Reference Item - Document Management | Active |  | 99999 | 1 |  |  |  | Item | 1 | EA | 100 | 1 | 8 | Date |  |  | 2024-09-30 15:41 |  | * | [6 empty] | 8 |  | 1 |  |  | 0 | 0 | [5 empty] | None
3 | 05-JBOX-0134 | WEATHERPROOF OUTLET BOX SINGLE GANG 24 CUBIC INCH CAPACITY 2-5/8" DEEP , 3 HOLES 1/2" PN TP7074 | 0 | Purchased Item | Active |  | 22 | 1 |  |  |  | Item | 8 | EA | 100 | 1 | 8 | Date |  |  | 2024-09-30 15:41 |  | * | [6 empty] | 8 |  | 1 | 20 |  | 0 | 21 |  |  | * |  |  | None | *
3 | 05-JBOX-0135 | JUNCTION BOX COVER L/T 4X4 MODELO TP7296 | 0 | Purchased Item | Active |  | 23 | 1 |  |  |  | Item | 4 | EA | 100 | 1 | 4 | Date |  |  | 2024-09-30 15:41 |  | * | [6 empty] | 4 |  | 1 | 15 |  | 0 | 16 |  |  | * |  |  | None | *
3 | - MCYSC4-SMA-58645 | ATS | 0 | Sub-assembly | Active |  | 24 | 1 |  |  |  | Item | 1 | EA | 100 | 1 | 1 | Date |  |  | 2024-09-30 15:41 |  | * | [6 empty] | 1 |  | 1 | 0 |  | 0 | 112 |  |  | * |  |  | None | *
4 | 10-ATS-100NGX0 | SWITCH ASCO | 0 | Purchased Item | Active |  | 1 | 1 |  |  |  | Item | 1 | EA | 100 | 1 | 1 | Date |  |  | 2024-09-30 15:41 |  | * | [6 empty] | 1 |  | 1 | 110 |  | 0 | 111 |  |  | * |  |  | None | *
3 | - MCYSC4-SMA-58646 | 10-ATS-30NGXC | 0 | Sub-assembly | Active |  | 25 | 1 |  |  |  | Item | 1 | EA | 100 | 1 | 1 | Date |  |  | 2024-09-30 15:41 |  | * | [6 empty] | 1 |  | 1 | 0 |  | 0 | 17 |  |  | * |  |  | None | *
4 | 10-ATS-100NGX1 | ASCO 300 SERIES, D-FRAME, AUTOMATIC TRANSFER SWITCH, OPEN TRANSITION, SOLID NEUTRAL, 100A, 480V, 3 PHASE, GROUP G CONTROLLER, OPEN TYPE ENCLOSURE, WITH ACCESSORIES: 1UP,18MX, 29MX, 37B, 37MS, 72EE, ASCO P/N D03ATSA30100NGX0 | 0 | Purchased Item | Active |  | 1 | 1 |  |  |  | Item | 1 | EA | 100 | 1 | 1 | Date |  |  | 2024-09-30 15:41 |  | * | [6 empty] | 1 |  | 1 | 15 |  | 0 | 16 |  |  | * |  |  | None | *
3 | 75-BH-142034-SS | 1/4-20X3/4 HEX/BOLT 316 ST/ST | 0 | Purchased Item | Active |  | 26 | 1 |  |  |  | Item | 32 | EA | 100 | 1 | 32 | Date |  |  | 2024-09-30 15:41 |  | * | [6 empty] | 32 |  | 1 | 5 |  | 0 | 6 |  |  | * |  |  | None | *
3 | 05-JBOX-0130 | LIQ TIGHT BOX 4X4 5 HOLE | 0 | Purchased Item | Active |  | 27 | 1 |  |  |  | Item | 2 | EA | 100 | 1 | 2 | Date |  |  | 2024-09-30 15:41 |  | * | [6 empty] | 2 |  | 1 | 15 |  | 0 | 16 |  |  | * |  |  | None | *
3 | - IP-60454 | Created while publishing from DFCO:DFCT13895 | 0 | Sub-assembly | Active |  | 28 | 1 |  |  |  | Item | 1 | EA | 100 | 1 | 1 | Date |  |  | 2024-09-30 15:41 |  | * | [6 empty] | 1 |  | 1 | 0 |  | 0 | 17 |  |  | * |  |  | None | *
4 | 05-EMT-0100 | EMT COUNDUIT 1/2" | 0 | Purchased Item | Active |  | 1 | 1 |  |  |  | Item | 1 | FT | 100 | 1 | 1 | Date |  |  | 2024-09-30 15:41 |  | * | [6 empty] | 1 |  | 1 | 15 |  | 0 | 16 |  |  | * |  |  | None | *
3 | - IP-58584 | 14ga GA Brt coil 60 | M | Sub-assembly | Active |  | 30 | 1 |  |  |  | Item | 4 | EA | 100 | 1 | 4 | Date |  |  | 2024-09-30 15:41 |  | * | [6 empty] | 4 |  | 1 | 0.064923 |  | 0.064923 | 22.0649 |  |  | * |  |  | None | *
4 | 45-304L-0192 | STEEL,304L,S/S,14GA,60X144 | 0 | Purchased Item | Active |  | 1 | 1 |  |  |  | Item | 0.75 | SFT | 100 | 1 | 3 | Date |  |  | 2024-09-30 15:41 |  | * | [6 empty] | 3 |  | 1 | 20 |  | 0 | 21 |  |  | * |  |  | None | *
4 | IP-58584_DOC | 14ga GA Brt coil 60 | 0 | Reference Item - Document Management | Active |  | 99999 | 1 |  |  |  | Item | 1 | EA | 100 | 1 | 4 | Date |  |  | 2024-09-30 15:41 |  | * | [6 empty] | 4 |  | 1 |  |  | 0 | 0 | [5 empty] | None
3 | 75-BH-14201-P | 1/4-20x1 HEX/BOLT PLT G5 | 0 | Purchased Item | Active |  | 31 | 1 |  |  |  | Item | 34 | EA | 100 | 1 | 34 | Date |  |  | 2024-09-30 15:41 |  | * | [6 empty] | 34 |  | 1 | 10 |  | 0 | 11 |  |  | * |  |  | None | *
3 | - MCYSC4-SMA-58654 | Vestibule ventilation | K | Sub-assembly | Active |  | 32 | 1 |  |  |  | Item | 4 | EA | 100 | 1 | 4 | Date |  |  | 2024-09-30 15:41 |  | * | [6 empty] | 4 |  | 1 | 0.54103 |  | 0.60595 | 18.606 |  |  | * |  |  | None | *
4 | - IP-58652 | STEEL,GALV,G90,16 GA,48" COIL | 0 | Sub-assembly | Active |  | 1 | 1 |  |  |  | Item | 4 | EA | 100 | 1 | 16 | Date |  |  | 2024-09-30 15:41 |  | * | [6 empty] | 16 |  | 1 | 0.064923 |  | 0.064923 | 17.0649 |  |  | * |  |  | None | *
5 | 45-GALC-0250 | STEEL,GALV,G90,16 GA,48" COIL | 0 | Purchased Item | Active |  | 1 | 1 |  |  |  | Item | 1 | SFT | 100 | 1 | 16 | Date |  |  | 2024-09-30 15:41 |  | * | [6 empty] | 16 |  | 1 | 15 |  | 0 | 16 |  |  | * |  |  | None | *
5 | IP-58652_DOC | STEEL,GALV,G90,16 GA,48" COIL | 0 | Reference Item - Document Management | Active |  | 99999 | 1 |  |  |  | Item | 1 | EA | 100 | 1 | 16 | Date |  |  | 2024-09-30 15:41 |  | * | [6 empty] | 16 |  | 1 | 10 |  | 0 | 10 | [5 empty] | None
4 | - IP-58649 | 1/2x1/2 19GA GALV MESH SCREEN, 48" WIDE | 0 | Sub-assembly | Active |  | 2 | 1 |  |  |  | Item | 1 | EA | 100 | 1 | 4 | Date |  |  | 2024-09-30 15:41 |  | * | [6 empty] | 4 |  | 1 | 0.027051 |  | 0.027051 | 17.0271 |  |  | * |  |  | None | *
5 | 45-PERF-0170 | 1/2X1/2 19GA GALV MESH SCREEN, 48" WIDE | 0 | Purchased Item | Active |  | 1 | 1 |  |  |  | Item | 1 | SFT | 100 | 1 | 4 | Date |  |  | 2024-09-30 15:41 |  | * | [6 empty] | 4 |  | 1 | 15 |  | 0 | 16 |  |  | * |  |  | None | *
5 | IP-58649_DOC | 1/2x1/2 19GA GALV MESH SCREEN, 48" WIDE | 0 | Reference Item - Document Management | Active |  | 99999 | 1 |  |  |  | Item | 1 | EA | 100 | 1 | 4 | Date |  |  | 2024-09-30 15:41 |  | * | [6 empty] | 4 |  | 1 |  |  | 0 | 0 | [5 empty] | None
4 | MCYSC4-SMA-58654_DOC | Vestibule ventilation | 0 | Reference Item - Document Management | Active |  | 99999 | 1 |  |  |  | Item | 1 | EA | 100 | 1 | 4 | Date |  |  | 2024-09-30 15:41 |  | * | [6 empty] | 4 |  | 1 | 5 |  | 0 | 5 | [5 empty] | None
3 | - IP-60458 | EMT COUNDUIT 1/2" | 0 | Sub-assembly | Active |  | 33 | 1 |  |  |  | Item | 1 | EA | 100 | 1 | 1 | Date |  |  | 2024-09-30 15:41 |  | * | [6 empty] | 1 |  | 1 | 0 |  | 0 | 17 |  |  | * |  |  | None | *
4 | 05-EMT-0100 | EMT COUNDUIT 1/2" | 0 | Purchased Item | Active |  | 1 | 1 |  |  |  | Item | 1.5667 | FT | 100 | 1 | 1.5667 | Date |  |  | 2024-09-30 15:41 |  | * | [6 empty] | 1.5667 |  | 1 | 15 |  | 0 | 16 |  |  | * |  |  | None | *
3 | 05-PL.BUSH-0200 | 3/4"PLASTIC BUSHING | 0 | Purchased Item | Active |  | 34 | 1 |  |  |  | Item | 10 | EA | 100 | 1 | 10 | Date |  |  | 2024-09-30 15:41 |  | * | [6 empty] | 10 |  | 1 | 15 |  | 0 | 16 |  |  | * |  |  | None | *
3 | 75-SCWH-14-114S | 1/4-14X1 1/4"S.DRILL HEAX HEAD 410SS | 0 | Purchased Item | Active |  | 35 | 1 |  |  |  | Item | 368 | EA | 100 | 1 | 368 | Date |  |  | 2024-09-30 15:41 |  | * | [6 empty] | 368 |  | 1 | 20 |  | 0 | 21 |  |  | * |  |  | None | *
3 | - IP-58626 | 16ga SS 304L Solid coil 60 | M | Sub-assembly | Active |  | 36 | 1 |  |  |  | Item | 4 | EA | 100 | 1 | 4 | Date |  |  | 2024-09-30 15:41 |  | * | [6 empty] | 4 |  | 1 | 0.064923 |  | 0.064923 | 12.0649 |  |  | * |  |  | None | *
4 | 45-304L-C0110 | STEEL,304-L S/S,16 GA,60" COIL | 0 | Purchased Item | Active |  | 1 | 1 |  |  |  | Item | 0.5 | SFT | 100 | 1 | 2 | Date |  |  | 2024-09-30 15:41 |  | * | [6 empty] | 2 |  | 1 | 10 |  | 0 | 11 |  |  | * |  |  | None | *
4 | IP-58626_DOC | 16ga SS 304L Solid coil 60 | 0 | Reference Item - Document Management | Active |  | 99999 | 1 |  |  |  | Item | 1 | EA | 100 | 1 | 4 | Date |  |  | 2024-09-30 15:41 |  | * | [6 empty] | 4 |  | 1 |  |  | 0 | 0 | [5 empty] | None
3 | - IP-58622 | 16ga SS 304L Solid coil 60 | M | Sub-assembly | Active |  | 37 | 1 |  |  |  | Item | 2 | EA | 100 | 1 | 2 | Date |  |  | 2024-09-30 15:41 |  | * | [6 empty] | 2 |  | 1 | 0.064923 |  | 0.064923 | 61.0649 |  |  | * |  |  | None | *
4 | 45-304L-C0110 | STEEL,304-L S/S,16 GA,60" COIL | 0 | Purchased Item | Active |  | 1 | 1 |  |  |  | Item | 0.167 | SFT | 100 | 1 | 0.334 | Date |  |  | 2024-09-30 15:41 |  | * | [6 empty] | 0.334 |  | 1 | 10 |  | 0 | 11 |  |  | * |  |  | None | *
4 | IP-58622_DOC | 16ga SS 304L Solid coil 60 | 0 | Reference Item - Document Management | Active |  | 99999 | 1 |  |  |  | Item | 1 | EA | 100 | 1 | 2 | Date |  |  | 2024-09-30 15:41 |  | * | [6 empty] | 2 |  | 1 | 60 |  | 0 | 60 | [5 empty] | None
3 | - IP-58621 | 16ga SS 304L Solid coil 60 | M | Sub-assembly | Active |  | 38 | 1 |  |  |  | Item | 2 | EA | 100 | 1 | 2 | Date |  |  | 2024-09-30 15:41 |  | * | [6 empty] | 2 |  | 1 | 0.064923 |  | 0.064923 | 12.0649 |  |  | * |  |  | None | *
4 | 45-304L-C0110 | STEEL,304-L S/S,16 GA,60" COIL | 0 | Purchased Item | Active |  | 1 | 1 |  |  |  | Item | 0.333 | SFT | 100 | 1 | 0.666 | Date |  |  | 2024-09-30 15:41 |  | * | [6 empty] | 0.666 |  | 1 | 10 |  | 0 | 11 |  |  | * |  |  | None | *
4 | IP-58621_DOC | 16ga SS 304L Solid coil 60 | 0 | Reference Item - Document Management | Active |  | 99999 | 1 |  |  |  | Item | 1 | EA | 100 | 1 | 2 | Date |  |  | 2024-09-30 15:41 |  | * | [6 empty] | 2 |  | 1 |  |  | 0 | 0 | [5 empty] | None
3 | - IP-58588 | 16ga SS 304L Solid coil 60 | M | Sub-assembly | Active |  | 39 | 1 |  |  |  | Item | 2 | EA | 100 | 1 | 2 | Date |  |  | 2024-09-30 15:41 |  | * | [6 empty] | 2 |  | 1 | 0.064923 |  | 0.064923 | 12.0649 |  |  | * |  |  | None | *
4 | 45-304L-C0110 | STEEL,304-L S/S,16 GA,60" COIL | 0 | Purchased Item | Active |  | 1 | 1 |  |  |  | Item | 0.417 | SFT | 100 | 1 | 0.834 | Date |  |  | 2024-09-30 15:41 |  | * | [6 empty] | 0.834 |  | 1 | 10 |  | 0 | 11 |  |  | * |  |  | None | *
4 | IP-58588_DOC | 16ga SS 304L Solid coil 60 | 0 | Reference Item - Document Management | Active |  | 99999 | 1 |  |  |  | Item | 1 | EA | 100 | 1 | 2 | Date |  |  | 2024-09-30 15:41 |  | * | [6 empty] | 2 |  | 1 |  |  | 0 | 0 | [5 empty] | None
3 | - IP-58587 | 16ga SS 304L Solid coil 60 | M | Sub-assembly | Active |  | 40 | 1 |  |  |  | Item | 2 | EA | 100 | 1 | 2 | Date |  |  | 2024-09-30 15:41 |  | * | [6 empty] | 2 |  | 1 | 0.064923 |  | 0.064923 | 51.0649 |  |  | * |  |  | None | *
4 | 45-304L-C0110 | STEEL,304-L S/S,16 GA,60" COIL | 0 | Purchased Item | Active |  | 1 | 1 |  |  |  | Item | 0.583 | SFT | 100 | 1 | 1.166 | Date |  |  | 2024-09-30 15:41 |  | * | [6 empty] | 1.166 |  | 1 | 10 |  | 0 | 11 |  |  | * |  |  | None | *
4 | IP-58587_DOC | 16ga SS 304L Solid coil 60 | 0 | Reference Item - Document Management | Active |  | 99999 | 1 |  |  |  | Item | 1 | EA | 100 | 1 | 2 | Date |  |  | 2024-09-30 15:41 |  | * | [6 empty] | 2 |  | 1 | 50 |  | 0 | 50 | [5 empty] | None
3 | - IP-58620 | 1 5/8" x 1 5/8" - Galvanized - Unistrut | 0 | Sub-assembly | Active |  | 41 | 1 |  |  |  | Item | 6 | EA | 100 | 1 | 6 | Date |  |  | 2024-09-30 15:41 |  | * | [6 empty] | 6 |  | 1 | 0 |  | 0 | 12 |  |  | * |  |  | None | *
4 | 75-UNIST-0100 | 1 5/8" X 1 5/8" - GALVANIZED - UNISTRUT | 0 | Purchased Item | Active |  | 1 | 1 |  |  |  | Item | 0.667 | FT | 100 | 1 | 4.002 | Date |  |  | 2024-09-30 15:41 |  | * | [6 empty] | 4.002 |  | 1 | 10 |  | 0 | 11 |  |  | * |  |  | None | *
3 | 05-NIPL-0251 | 1/2" X 4" RIGID NIPPLE MFG PART# 5535 WHEATLAND | 0 | Purchased Item | Active |  | 42 | 1 |  |  |  | Item | 10 | EA | 100 | 1 | 10 | Date |  |  | 2024-09-30 15:41 |  | * | [6 empty] | 10 |  | 1 | 45 |  | 0 | 46 |  |  | * |  |  | None | *
3 | 05-CONN-0145 | 1-1/2" EMT COMPRESSION CONNECTOR, RAIN TIGHT | 0 | Purchased Item | Active |  | 43 | 1 |  |  |  | Item | 20 | EA | 100 | 1 | 20 | Date |  |  | 2024-09-30 15:41 |  | * | [6 empty] | 20 |  | 1 | 10 |  | 0 | 11 |  |  | * |  |  | None | *
3 | 05-SEAL-0112 | SEAL RING 1 1/2", THOMAS AND BETTS MODEL 5266 | 0 | Purchased Item | Active |  | 44 | 1 |  |  |  | Item | 8 | EA | 100 | 1 | 8 | Date |  |  | 2024-09-30 15:41 |  | * | [6 empty] | 8 |  | 1 | 15 |  | 0 | 16 |  |  | * |  |  | None | *
3 | 05-COUP-0201 | EMT COMPRESSION COUPLING 1-1/2", RAIN TIGHT | 0 | Purchased Item | Active |  | 45 | 1 |  |  |  | Item | 2 | EA | 100 | 1 | 2 | Date |  |  | 2024-09-30 15:41 |  | * | [6 empty] | 2 |  | 1 | 15 |  | 0 | 16 |  |  | * |  |  | None | *
3 | 75-SCWH-10-34 | 10X3/4" SELF DRILL SCREW HWH PL | 0 | Purchased Item | Active |  | 46 | 1 |  |  |  | Item | 133 | EA | 100 | 1 | 133 | Date |  |  | 2024-09-30 15:41 |  | * | [6 empty] | 133 |  | 1 | 20 |  | 0 | 21 |  |  | * |  |  | None | *
3 | - IP-58619 | UNISTRUT GALVANIZED 13/16" x 1 5/8" | 0 | Sub-assembly | Active |  | 47 | 1 |  |  |  | Item | 2 | EA | 100 | 1 | 2 | Date |  |  | 2024-09-30 15:41 |  | * | [6 empty] | 2 |  | 1 | 0 |  | 0 | 7 |  |  | * |  |  | None | *
4 | 75-UNIST-0110 | 13/16" X 1 5/8" - GALVANIZED - UNISTRUT | 0 | Purchased Item | Active |  | 1 | 1 |  |  |  | Item | 0.667 | FT | 100 | 1 | 1.334 | Date |  |  | 2024-09-30 15:41 |  | * | [6 empty] | 1.334 |  | 1 | 5 |  | 0 | 6 |  |  | * |  |  | None | *
3 | 05-COUP-0162 | EMT COMPRESSION COUPLING 1/2", RAIN TIGHT | 0 | Purchased Item | Active |  | 48 | 1 |  |  |  | Item | 12 | EA | 100 | 1 | 12 | Date |  |  | 2024-09-30 15:41 |  | * | [6 empty] | 12 |  | 1 | 15 |  | 0 | 16 |  |  | * |  |  | None | *
3 | - IP-58617 | 18ga GA Brt coil 60 | A | Sub-assembly | Active |  | 49 | 1 |  |  |  | Item | 4 | EA | 100 | 1 | 4 | Date |  |  | 2024-09-30 15:41 |  | * | [6 empty] | 4 |  | 1 | 0.064923 |  | 0.064923 | 17.0649 |  |  | * |  |  | None | *
4 | 45-GALC-0275 | STEEL,GALV,G90,16 GA,60" COIL | 0 | Purchased Item | Active |  | 1 | 1 |  |  |  | Item | 0.333 | SFT | 100 | 1 | 1.332 | Date |  |  | 2024-09-30 15:41 |  | * | [6 empty] | 1.332 |  | 1 | 15 |  | 0 | 16 |  |  | * |  |  | None | *
3 | - MCYS06-SMA-66232 | BACK PANEL A - ASSY EBS | 0 | Sub-assembly | Active |  | 50 | 1 |  |  |  | Item | 1 | EA | 100 | 1 | 1 | Date |  |  | 2024-09-30 15:41 |  | * | [6 empty] | 1 |  | 1 | 0 |  | 0.11903 | 43.0541 |  |  | * |  |  | None | *
4 | 75-W-12-FLAT-SS | 304 STAINLESS STEEL-FLAT WASHER-1/2" | 0 | Purchased Item | Active |  | 1 | 1 |  |  |  | Item | 12 | EA | 100 | 1 | 12 | Date |  |  | 2024-09-30 15:41 |  | * | [6 empty] | 12 |  | 1 | 25 |  | 0 | 26 |  |  | * |  |  | None | *
4 | 75-NH-1213-SS | 304 STAINLESS STEEL-HEX NUT-1/2"-13 THREADS PER INCH | 0 | Purchased Item | Active |  | 2 | 1 |  |  |  | Item | 6 | EA | 100 | 1 | 6 | Date |  |  | 2024-09-30 15:41 |  | * | [6 empty] | 6 |  | 1 | 35 |  | 0 | 36 |  |  | * |  |  | None | *
4 | - MCYSC4-SMA-58601 | Electric assembly | N | Sub-assembly | Active |  | 3 | 1 |  |  |  | Item | 1 | EA | 100 | 1 | 1 | Date |  |  | 2024-09-30 15:41 |  | * | [6 empty] | 1 |  | 1 | 0.054103 |  | 0.11903 | 42.0541 |  |  | * |  |  | None | *
5 | 10-WLC-DE-5010 | WLC-5000-110VAC CONTROLLER WITH STAINLESS STEEL MOUNTING BRACKET, U-BOLTS AND A SENSOR CP350-13.5-12-11-10-7-50FT FOR DIRECT EVAPORATIVE SUMP 10” | 0 | Purchased Item | Active |  | 1 | 1 |  |  |  | Item | 1 | EA | 100 | 1 | 1 | Date |  |  | 2024-09-30 15:41 |  | * | [6 empty] | 1 |  | 1 | 20 |  | 0 | 21 |  |  | * |  |  | None | *
5 | - IP-58586 | 16ga SS 304L Solid coil 60 | M | Sub-assembly | Active |  | 2 | 1 |  |  |  | Item | 1 | EA | 100 | 1 | 1 | Date |  |  | 2024-09-30 15:41 |  | * | [6 empty] | 1 |  | 1 | 0.064923 |  | 0.064923 | 12.0649 |  |  | * |  |  | None | *
6 | 45-304L-C0110 | STEEL,304-L S/S,16 GA,60" COIL | 0 | Purchased Item | Active |  | 1 | 1 |  |  |  | Item | 12.833 | SFT | 100 | 1 | 12.833 | Date |  |  | 2024-09-30 15:41 |  | * | [6 empty] | 12.833 |  | 1 | 10 |  | 0 | 11 |  |  | * |  |  | None | *
6 | IP-58586_DOC | 16ga SS 304L Solid coil 60 | 0 | Reference Item - Document Management | Active |  | 99999 | 1 |  |  |  | Item | 1 | EA | 100 | 1 | 1 | Date |  |  | 2024-09-30 15:41 |  | * | [6 empty] | 1 |  | 1 | 0 |  | 0 | 0 | [5 empty] | None
5 | 05-UNIST-0034 | 3/4" EMT UNISTRUT CLAMP | 0 | Purchased Item | Active |  | 3 | 1 |  |  |  | Item | 2 | EA | 100 | 1 | 2 | Date |  |  | 2024-09-30 15:41 |  | * | [6 empty] | 2 |  | 1 | 15 |  | 0 | 16 |  |  | * |  |  | None | *
5 | 10-DET-KLE-WD10 | SWITCH MOISTURE DECTECTION | 0 | Purchased Item | Active |  | 4 | 1 |  |  |  | Item | 1 | EA | 100 | 1 | 1 | Date |  |  | 2024-09-30 15:41 |  | * | [6 empty] | 1 |  | 1 | 40 |  | 0 | 41 |  |  | * |  |  | None | *
5 | 05-OUTL-0135 | 4 X 4 GALV JBOX COVER | 0 | Purchased Item | Active |  | 5 | 1 |  |  |  | Item | 3 | EA | 100 | 1 | 3 | Date |  |  | 2024-09-30 15:41 |  | * | [6 empty] | 3 |  | 1 | 15 |  | 0 | 16 |  |  | * |  |  | None | *
5 | 75-SCWH-14-34SS | 304 STAINLESS STEEL-TEK SCREW-1/4"-14 THREADS PER INCH X 3/4" LONG | 0 | Purchased Item | Active |  | 6 | 1 |  |  |  | Item | 20 | EA | 100 | 1 | 20 | Date |  |  | 2024-09-30 15:41 |  | * | [6 empty] | 20 |  | 1 | 20 |  | 0 | 21 |  |  | * |  |  | None | *
5 | 05-CONN-0440 | FLEX CONNECTOR SQUEEZE TYPE 1/2"PN 1708DC | 0 | Purchased Item | Active |  | 7 | 1 |  |  |  | Item | 11 | EA | 100 | 1 | 11 | Date |  |  | 2024-09-30 15:41 |  | * | [6 empty] | 11 |  | 1 | 15 |  | 0 | 16 |  |  | * |  |  | None | *
5 | 05-CONN-0441 | FLEX CONNECTOR SQUEEZE TYPE 3/4"PN 1709DC | 0 | Purchased Item | Active |  | 8 | 1 |  |  |  | Item | 2 | EA | 100 | 1 | 2 | Date |  |  | 2024-09-30 15:41 |  | * | [6 empty] | 2 |  | 1 | 15 |  | 0 | 16 |  |  | * |  |  | None | *
5 | - IP-58585 | UNISTRUT GALVANIZED 13/16" x 1 5/8" | 0 | Sub-assembly | Active |  | 10 | 1 |  |  |  | Item | 3 | EA | 100 | 1 | 3 | Date |  |  | 2024-09-30 15:41 |  | * | [6 empty] | 3 |  | 1 | 0 |  | 0 | 7 |  |  | * |  |  | None | *
6 | 75-UNIST-0110 | 13/16" X 1 5/8" - GALVANIZED - UNISTRUT | 0 | Purchased Item | Active |  | 1 | 1 |  |  |  | Item | 0.333 | FT | 100 | 1 | 0.999 | Date |  |  | 2024-09-30 15:41 |  | * | [6 empty] | 0.999 |  | 1 | 5 |  | 0 | 6 |  |  | * |  |  | None | *
5 | 05-COUP-0251 | EMT TO FLEX COUPLING TOP BITE 3/4" PN ACC75 | 0 | Purchased Item | Active |  | 11 | 1 |  |  |  | Item | 1 | EA | 100 | 1 | 1 | Date |  |  | 2024-09-30 15:41 |  | * | [6 empty] | 1 |  | 1 | 20 |  | 0 | 21 |  |  | * |  |  | None | *
5 | 75-SCWR-818-34S | SELF DRILLING SCREW 8-18,3/4" LENGTH, 410 STAINLESS STEEL PAN HEAD PHILLIPS, PART NO. 0128165 | 0 | Purchased Item | Active |  | 12 | 1 |  |  |  | Item | 6 | EA | 100 | 1 | 6 | Date |  |  | 2024-09-30 15:41 |  | * | [6 empty] | 6 |  | 1 | 20 |  | 0 | 21 |  |  | * |  |  | None | *
5 | 05-COUP-0250 | EMT TO FLEX COUPLING TOP BITE 1/2" PN ACC50 | 0 | Purchased Item | Active |  | 13 | 1 |  |  |  | Item | 3 | EA | 100 | 1 | 3 | Date |  |  | 2024-09-30 15:41 |  | * | [6 empty] | 3 |  | 1 | 20 |  | 0 | 21 |  |  | * |  |  | None | *
5 | 05-CONN-0101 | 1/2" EMT COMPRESSION CONNECTOR, RAIN TIGHT | 0 | Purchased Item | Active |  | 14 | 1 |  |  |  | Item | 1 | EA | 100 | 1 | 1 | Date |  |  | 2024-09-30 15:41 |  | * | [6 empty] | 1 |  | 1 | 15 |  | 0 | 16 |  |  | * |  |  | None | *
5 | - MCYSC4-SMA-58601_RUNS_NEW | MCYSC4-SMA-58601_RUNS_NEW | 0 | Sub-assembly | Active |  | 15 | 1 |  |  |  | Item | 1 | EA | 100 | 1 | 1 | Date |  |  | 2024-09-30 15:41 |  | * | [6 empty] | 1 |  | 1 | 0 |  | 0 | 24 |  |  | * |  |  | None | *
6 | - MCYSC4-SMA-58601.RUN01 | Tubes and Pipes | 0 | Sub-assembly | Active |  | 1 | 1 |  |  |  | Item | 1 | EA | 100 | 1 | 1 | Date |  |  | 2024-09-30 15:41 |  | * | [6 empty] | 1 |  | 1 | 0 |  | 0 | 23 |  |  | * |  |  | None | *
7 | - PIFHOSE.1682442510676 | ALUM FLEX CONDUIT 1/2" | 0 | Sub-assembly | Active |  | 1 | 1 |  |  |  | Item | 1 | EA | 100 | 1 | 1 | Date |  |  | 2024-09-30 15:41 |  | * | [6 empty] | 1 |  | 1 | 0 |  | 0 | 7 |  |  | * |  |  | None | *
8 | 05-FLEX-0100 | ALUM FLEX CONDUIT 1/2" | 0 | Purchased Item | Active |  | 1 | 1 |  |  |  | Item | 1.239 | FT | 100 | 1 | 1.239 | Date |  |  | 2024-09-30 15:41 |  | * | [6 empty] | 1.239 |  | 1 | 5 |  | 0 | 6 |  |  | * |  |  | None | *
7 | - PISWEEP.1682441992179 | EMT COUNDUIT 3/4" | 0 | Sub-assembly | Active |  | 2 | 1 |  |  |  | Item | 1 | EA | 100 | 1 | 1 | Date |  |  | 2024-09-30 15:41 |  | * | [6 empty] | 1 |  | 1 | 0 |  | 0 | 22 |  |  | * |  |  | None | *
8 | 05-EMT-0110 | EMT COUNDUIT 3/4" | 0 | Purchased Item | Active |  | 1 | 1 |  |  |  | Item | 1.542 | FT | 100 | 1 | 1.542 | Date |  |  | 2024-09-30 15:41 |  | * | [6 empty] | 1.542 |  | 1 | 20 |  | 0 | 21 |  |  | * |  |  | None | *
7 | - PIFHOSE.1682442742106 | ALUM FLEX CONDUIT 1/2" | 0 | Sub-assembly | Active |  | 4 | 1 |  |  |  | Item | 1 | EA | 100 | 1 | 1 | Date |  |  | 2024-09-30 15:41 |  | * | [6 empty] | 1 |  | 1 | 0 |  | 0 | 7 |  |  | * |  |  | None | *
8 | 05-FLEX-0100 | ALUM FLEX CONDUIT 1/2" | 0 | Purchased Item | Active |  | 1 | 1 |  |  |  | Item | 2.433 | FT | 100 | 1 | 2.433 | Date |  |  | 2024-09-30 15:41 |  | * | [6 empty] | 2.433 |  | 1 | 5 |  | 0 | 6 |  |  | * |  |  | None | *
7 | - PIFHOSE.1682442672529 | ALUM FLEX CONDUIT 1/2" | 0 | Sub-assembly | Active |  | 5 | 1 |  |  |  | Item | 1 | EA | 100 | 1 | 1 | Date |  |  | 2024-09-30 15:41 |  | * | [6 empty] | 1 |  | 1 | 0 |  | 0 | 7 |  |  | * |  |  | None | *
8 | 05-FLEX-0100 | ALUM FLEX CONDUIT 1/2" | 0 | Purchased Item | Active |  | 1 | 1 |  |  |  | Item | 2.416 | FT | 100 | 1 | 2.416 | Date |  |  | 2024-09-30 15:41 |  | * | [6 empty] | 2.416 |  | 1 | 5 |  | 0 | 6 |  |  | * |  |  | None | *
7 | - PISWEEP.1682442113164 | EMT COUNDUIT 1/2" | 0 | Sub-assembly | Active |  | 6 | 1 |  |  |  | Item | 1 | EA | 100 | 1 | 1 | Date |  |  | 2024-09-30 15:41 |  | * | [6 empty] | 1 |  | 1 | 0 |  | 0 | 17 |  |  | * |  |  | None | *
8 | 05-EMT-0100 | EMT COUNDUIT 1/2" | 0 | Purchased Item | Active |  | 1 | 1 |  |  |  | Item | 2.167 | FT | 100 | 1 | 2.167 | Date |  |  | 2024-09-30 15:41 |  | * | [6 empty] | 2.167 |  | 1 | 15 |  | 0 | 16 |  |  | * |  |  | None | *
7 | - PIFHOSE.1690848431019 | ALUM FLEX CONDUIT 1/2" | 0 | Sub-assembly | Active |  | 8 | 1 |  |  |  | Item | 1 | EA | 100 | 1 | 1 | Date |  |  | 2024-09-30 15:41 |  | * | [6 empty] | 1 |  | 1 | 0 |  | 0 | 7 |  |  | * |  |  | None | *
8 | 05-FLEX-0100 | ALUM FLEX CONDUIT 1/2" | 0 | Purchased Item | Active |  | 1 | 1 |  |  |  | Item | 0.788 | FT | 100 | 1 | 0.788 | Date |  |  | 2024-09-30 15:41 |  | * | [6 empty] | 0.788 |  | 1 | 5 |  | 0 | 6 |  |  | * |  |  | None | *
7 | - PISWEEP.1682442113420 | EMT COUNDUIT 1/2" | 0 | Sub-assembly | Active |  | 9 | 1 |  |  |  | Item | 1 | EA | 100 | 1 | 1 | Date |  |  | 2024-09-30 15:41 |  | * | [6 empty] | 1 |  | 1 | 0 |  | 0 | 17 |  |  | * |  |  | None | *
8 | 05-EMT-0100 | EMT COUNDUIT 1/2" | 0 | Purchased Item | Active |  | 1 | 1 |  |  |  | Item | 1.858 | FT | 100 | 1 | 1.858 | Date |  |  | 2024-09-30 15:41 |  | * | [6 empty] | 1.858 |  | 1 | 15 |  | 0 | 16 |  |  | * |  |  | None | *
7 | - PIFHOSE.1687538782775 | ALUM FLEX CONDUIT 1/2" | 0 | Sub-assembly | Active |  | 10 | 1 |  |  |  | Item | 1 | EA | 100 | 1 | 1 | Date |  |  | 2024-09-30 15:41 |  | * | [6 empty] | 1 |  | 1 | 0 |  | 0 | 7 |  |  | * |  |  | None | *
8 | 05-FLEX-0100 | ALUM FLEX CONDUIT 1/2" | 0 | Purchased Item | Active |  | 1 | 1 |  |  |  | Item | 1.494 | FT | 100 | 1 | 1.494 | Date |  |  | 2024-09-30 15:41 |  | * | [6 empty] | 1.494 |  | 1 | 5 |  | 0 | 6 |  |  | * |  |  | None | *
7 | - PISWEEP.1682441991915 | EMT COUNDUIT 3/4" | 0 | Sub-assembly | Active |  | 11 | 1 |  |  |  | Item | 1 | EA | 100 | 1 | 1 | Date |  |  | 2024-09-30 15:41 |  | * | [6 empty] | 1 |  | 1 | 0 |  | 0 | 22 |  |  | * |  |  | None | *
8 | 05-EMT-0110 | EMT COUNDUIT 3/4" | 0 | Purchased Item | Active |  | 1 | 1 |  |  |  | Item | 3.8 | FT | 100 | 1 | 3.8 | Date |  |  | 2024-09-30 15:41 |  | * | [6 empty] | 3.8 |  | 1 | 20 |  | 0 | 21 |  |  | * |  |  | None | *
7 | - PIFHOSE.1702479614746 | ALUM FLEX CONDUIT 1/2" | 0 | Sub-assembly | Active |  | 13 | 1 |  |  |  | Item | 1 | EA | 100 | 1 | 1 | Date |  |  | 2024-09-30 15:41 |  | * | [6 empty] | 1 |  | 1 | 0 |  | 0 | 7 |  |  | * |  |  | None | *
8 | 05-FLEX-0100 | ALUM FLEX CONDUIT 1/2" | 0 | Purchased Item | Active |  | 1 | 1 |  |  |  | Item | 1.078 | FT | 100 | 1 | 1.078 | Date |  |  | 2024-09-30 15:41 |  | * | [6 empty] | 1.078 |  | 1 | 5 |  | 0 | 6 |  |  | * |  |  | None | *
5 | 05-OBOX-0125 | 4" SQUARE DEEP OUTLET BOX | 0 | Purchased Item | Active |  | 17 | 1 |  |  |  | Item | 3 | EA | 100 | 1 | 3 | Date |  |  | 2024-09-30 15:41 |  | * | [6 empty] | 3 |  | 1 | 15 |  | 0 | 16 |  |  | * |  |  | None | *
5 | 75-W-14-FLAT-SS | 304 STAINLESS STEEL-FLAT WASHER-1/4" | 0 | Purchased Item | Active |  | 18 | 1 |  |  |  | Item | 14 | EA | 100 | 1 | 14 | Date |  |  | 2024-09-30 15:41 |  | * | [6 empty] | 14 |  | 1 | 20 |  | 0 | 21 |  |  | * |  |  | None | *
5 | 05-UNIST-0012 | 1/2" EMT UNISTRUT CLAMP | 0 | Purchased Item | Active |  | 19 | 1 |  |  |  | Item | 2 | EA | 100 | 1 | 2 | Date |  |  | 2024-09-30 15:41 |  | * | [6 empty] | 2 |  | 1 | 10 |  | 0 | 11 |  |  | * |  |  | None | *
5 | 05-CONN-0125 | 3/4" EMT COMPRESSION CONNECTOR, RAIN TIGHT | 0 | Purchased Item | Active |  | 20 | 1 |  |  |  | Item | 3 | EA | 100 | 1 | 3 | Date |  |  | 2024-09-30 15:41 |  | * | [6 empty] | 3 |  | 1 | 10 |  | 0 | 11 |  |  | * |  |  | None | *
5 | - IP-58610 | 1 5/8" x 1 5/8" - Galvanized - Unistrut | 0 | Sub-assembly | Active |  | 21 | 1 |  |  |  | Item | 1 | EA | 100 | 1 | 1 | Date |  |  | 2024-09-30 15:41 |  | * | [6 empty] | 1 |  | 1 | 0 |  | 0 | 12 |  |  | * |  |  | None | *
6 | 75-UNIST-0100 | 1 5/8" X 1 5/8" - GALVANIZED - UNISTRUT | 0 | Purchased Item | Active |  | 1 | 1 |  |  |  | Item | 0.25 | FT | 100 | 1 | 0.25 | Date |  |  | 2024-09-30 15:41 |  | * | [6 empty] | 0.25 |  | 1 | 10 |  | 0 | 11 |  |  | * |  |  | None | *
5 | 05-CONN-0327 | 90 FLEX CONNECTOR 1/2", TOPAZ 101I | 0 | Purchased Item | Active |  | 22 | 1 |  |  |  | Item | 1 | EA | 100 | 1 | 1 | Date |  |  | 2024-09-30 15:41 |  | * | [6 empty] | 1 |  | 1 | 20 |  | 0 | 21 |  |  | * |  |  | None | *
5 | 10074405 | COOLING TOWER CONTROLLER, WALL-MOUNT, WALCHEM PN WCTW110HA-E | 0 | Purchased Item | Active |  | 23 | 1 |  |  |  | Item | 1 | EA | 100 | 1 | 1 | Date |  |  | 2024-10-12 |  | * | [6 empty] | 1 |  | 1 | 5 |  | 0 | 6 |  |  | * |  |  | None | *
5 | MCYSC4-SMA-58601_DOC | Electric assembly | 0 | Reference Item - Document Management | Active |  | 99999 | 1 |  |  |  | Item | 1 | EA | 100 | 1 | 1 | Date |  |  | 2024-09-30 15:41 |  | * | [6 empty] | 1 |  | 1 |  |  | 0 | 0 | [5 empty] | None
4 | 75-BH-1213412S | 1/2"-13 X 4-1/2" ASTM F593 18-8 STAINLESS STEEL HEX BOLT FASTENAL# 0173085 | 0 | Purchased Item | Active |  | 4 | 1 |  |  |  | Item | 6 | EA | 100 | 1 | 6 | Date |  |  | 2024-09-30 15:41 |  | * | [6 empty] | 6 |  | 1 | 5 |  | 0 | 6 |  |  | * |  |  | None | *
4 | 75-W-12-LOCK-SS | 304 STAINLESS STEEL-LOCK WASHER-1/2" | 0 | Purchased Item | Active |  | 5 | 1 |  |  |  | Item | 12 | EA | 100 | 1 | 12 | Date |  |  | 2024-09-30 15:41 |  | * | [6 empty] | 12 |  | 1 | 5 |  | 0 | 6 |  |  | * |  |  | None | *
3 | - MCYS06-SMA-66233 | BACK PANEL B - ASSY EBS | 0 | Sub-assembly | Active |  | 51 | 1 |  |  |  | Item | 1 | EA | 100 | 1 | 1 | Date |  |  | 2024-09-30 15:41 |  | * | [6 empty] | 1 |  | 1 | 0 |  | 3.3111 | 46.2462 |  |  | * |  |  | None | *
4 | 75-W-12-FLAT-SS | 304 STAINLESS STEEL-FLAT WASHER-1/2" | 0 | Purchased Item | Active |  | 1 | 1 |  |  |  | Item | 12 | EA | 100 | 1 | 12 | Date |  |  | 2024-09-30 15:41 |  | * | [6 empty] | 12 |  | 1 | 25 |  | 0 | 26 |  |  | * |  |  | None | *
4 | - MCYSC4-SMA-58600 | BP-BACK PANEL DECK B | N | Sub-assembly | Active |  | 2 | 1 |  |  |  | Item | 1 | EA | 100 | 1 | 1 | Date |  |  | 2024-09-30 15:41 |  | * | [6 empty] | 1 |  | 1 | 3.2462 |  | 3.3111 | 45.2462 |  |  | * |  |  | None | *
5 | - IP-58589 | 16ga SS 304L Solid coil 60 | M | Sub-assembly | Active |  | 1 | 1 |  |  |  | Item | 1 | EA | 100 | 1 | 1 | Date |  |  | 2024-09-30 15:41 |  | * | [6 empty] | 1 |  | 1 | 0.064923 |  | 0.064923 | 12.0649 |  |  | * |  |  | None | *
6 | 45-304L-C0110 | STEEL,304-L S/S,16 GA,60" COIL | 0 | Purchased Item | Active |  | 1 | 1 |  |  |  | Item | 12.833 | SFT | 100 | 1 | 12.833 | Date |  |  | 2024-09-30 15:41 |  | * | [6 empty] | 12.833 |  | 1 | 10 |  | 0 | 11 |  |  | * |  |  | None | *
6 | IP-58589_DOC | 16ga SS 304L Solid coil 60 | 0 | Reference Item - Document Management | Active |  | 99999 | 1 |  |  |  | Item | 1 | EA | 100 | 1 | 1 | Date |  |  | 2024-09-30 15:41 |  | * | [6 empty] | 1 |  | 1 |  |  | 0 | 0 | [5 empty] | None
5 | 10-WLC-DE-5010 | WLC-5000-110VAC CONTROLLER WITH STAINLESS STEEL MOUNTING BRACKET, U-BOLTS AND A SENSOR CP350-13.5-12-11-10-7-50FT FOR DIRECT EVAPORATIVE SUMP 10” | 0 | Purchased Item | Active |  | 2 | 1 |  |  |  | Item | 1 | EA | 100 | 1 | 1 | Date |  |  | 2024-09-30 15:41 |  | * | [6 empty] | 1 |  | 1 | 20 |  | 0 | 21 |  |  | * |  |  | None | *
5 | 05-UNIST-0034 | 3/4" EMT UNISTRUT CLAMP | 0 | Purchased Item | Active |  | 3 | 1 |  |  |  | Item | 3 | EA | 100 | 1 | 3 | Date |  |  | 2024-09-30 15:41 |  | * | [6 empty] | 3 |  | 1 | 15 |  | 0 | 16 |  |  | * |  |  | None | *
5 | 10-DET-KLE-WD10 | SWITCH MOISTURE DECTECTION | 0 | Purchased Item | Active |  | 4 | 1 |  |  |  | Item | 1 | EA | 100 | 1 | 1 | Date |  |  | 2024-09-30 15:41 |  | * | [6 empty] | 1 |  | 1 | 40 |  | 0 | 41 |  |  | * |  |  | None | *
5 | 05-OUTL-0135 | 4 X 4 GALV JBOX COVER | 0 | Purchased Item | Active |  | 5 | 1 |  |  |  | Item | 3 | EA | 100 | 1 | 3 | Date |  |  | 2024-09-30 15:41 |  | * | [6 empty] | 3 |  | 1 | 15 |  | 0 | 16 |  |  | * |  |  | None | *
5 | 75-SCWH-14-34SS | 304 STAINLESS STEEL-TEK SCREW-1/4"-14 THREADS PER INCH X 3/4" LONG | 0 | Purchased Item | Active |  | 6 | 1 |  |  |  | Item | 22 | EA | 100 | 1 | 22 | Date |  |  | 2024-09-30 15:41 |  | * | [6 empty] | 22 |  | 1 | 20 |  | 0 | 21 |  |  | * |  |  | None | *
5 | 05-CONN-0440 | FLEX CONNECTOR SQUEEZE TYPE 1/2"PN 1708DC | 0 | Purchased Item | Active |  | 7 | 1 |  |  |  | Item | 11 | EA | 100 | 1 | 11 | Date |  |  | 2024-09-30 15:41 |  | * | [6 empty] | 11 |  | 1 | 15 |  | 0 | 16 |  |  | * |  |  | None | *
5 | 05-CONN-0441 | FLEX CONNECTOR SQUEEZE TYPE 3/4"PN 1709DC | 0 | Purchased Item | Active |  | 8 | 1 |  |  |  | Item | 2 | EA | 100 | 1 | 2 | Date |  |  | 2024-09-30 15:41 |  | * | [6 empty] | 2 |  | 1 | 15 |  | 0 | 16 |  |  | * |  |  | None | *
5 | - MCYSC4-SMA-58600_RUNS_NEW | MCYSC4-SMA-58600.Tube and Pipe Runs | 0 | Sub-assembly | Active |  | 10 | 1 |  |  |  | Item | 1 | EA | 100 | 1 | 1 | Date |  |  | 2024-09-30 15:41 |  | * | [6 empty] | 1 |  | 1 | 0 |  | 0 | 24 |  |  | * |  |  | None | *
6 | - MCYSC4-SMA-58600.RUN01 | Tube and pipe | 0 | Sub-assembly | Active |  | 1 | 1 |  |  |  | Item | 1 | EA | 100 | 1 | 1 | Date |  |  | 2024-09-30 15:41 |  | * | [6 empty] | 1 |  | 1 | 0 |  | 0 | 23 |  |  | * |  |  | None | *
7 | - PISWEEP.1682438777357 | EMT COUNDUIT 3/4" | 0 | Sub-assembly | Active |  | 1 | 1 |  |  |  | Item | 1 | EA | 100 | 1 | 1 | Date |  |  | 2024-09-30 15:41 |  | * | [6 empty] | 1 |  | 1 | 0 |  | 0 | 22 |  |  | * |  |  | None | *
8 | 05-EMT-0110 | EMT COUNDUIT 3/4" | 0 | Purchased Item | Active |  | 1 | 1 |  |  |  | Item | 3.8 | FT | 100 | 1 | 3.8 | Date |  |  | 2024-09-30 15:41 |  | * | [6 empty] | 3.8 |  | 1 | 20 |  | 0 | 21 |  |  | * |  |  | None | *
7 | - PIFHOSE.1682439145278 | ALUM FLEX CONDUIT 1/2" | 0 | Sub-assembly | Active |  | 2 | 1 |  |  |  | Item | 1 | EA | 100 | 1 | 1 | Date |  |  | 2024-09-30 15:41 |  | * | [6 empty] | 1 |  | 1 | 0 |  | 0 | 7 |  |  | * |  |  | None | *
8 | 05-FLEX-0100 | ALUM FLEX CONDUIT 1/2" | 0 | Purchased Item | Active |  | 1 | 1 |  |  |  | Item | 1.4025 | FT | 100 | 1 | 1.4025 | Date |  |  | 2024-09-30 15:41 |  | * | [6 empty] | 1.4025 |  | 1 | 5 |  | 0 | 6 |  |  | * |  |  | None | *
7 | - PIFHOSE.1682439445941 | ALUM FLEX CONDUIT 1/2" | 0 | Sub-assembly | Active |  | 3 | 1 |  |  |  | Item | 1 | EA | 100 | 1 | 1 | Date |  |  | 2024-09-30 15:41 |  | * | [6 empty] | 1 |  | 1 | 0 |  | 0 | 7 |  |  | * |  |  | None | *
8 | 05-FLEX-0100 | ALUM FLEX CONDUIT 1/2" | 0 | Purchased Item | Active |  | 1 | 1 |  |  |  | Item | 2.3774 | FT | 100 | 1 | 2.3774 | Date |  |  | 2024-09-30 15:41 |  | * | [6 empty] | 2.3774 |  | 1 | 5 |  | 0 | 6 |  |  | * |  |  | None | *
7 | - PISWEEP.1682438901463 | EMT COUNDUIT 1/2" | 0 | Sub-assembly | Active |  | 4 | 1 |  |  |  | Item | 1 | EA | 100 | 1 | 1 | Date |  |  | 2024-09-30 15:41 |  | * | [6 empty] | 1 |  | 1 | 0 |  | 0 | 17 |  |  | * |  |  | None | *
8 | 05-EMT-0100 | EMT COUNDUIT 1/2" | 0 | Purchased Item | Active |  | 1 | 1 |  |  |  | Item | 2.1667 | FT | 100 | 1 | 2.1667 | Date |  |  | 2024-09-30 15:41 |  | * | [6 empty] | 2.1667 |  | 1 | 15 |  | 0 | 16 |  |  | * |  |  | None | *
7 | - PIFHOSE.1682439309441 | ALUM FLEX CONDUIT 1/2" | 0 | Sub-assembly | Active |  | 5 | 1 |  |  |  | Item | 1 | EA | 100 | 1 | 1 | Date |  |  | 2024-09-30 15:41 |  | * | [6 empty] | 1 |  | 1 | 0 |  | 0 | 7 |  |  | * |  |  | None | *
8 | 05-FLEX-0100 | ALUM FLEX CONDUIT 1/2" | 0 | Purchased Item | Active |  | 1 | 1 |  |  |  | Item | 2.2212 | FT | 100 | 1 | 2.2212 | Date |  |  | 2024-09-30 15:41 |  | * | [6 empty] | 2.2212 |  | 1 | 5 |  | 0 | 6 |  |  | * |  |  | None | *
7 | - PIFHOSE.1682530056926 | ALUM FLEX CONDUIT 1/2" | 0 | Sub-assembly | Active |  | 6 | 1 |  |  |  | Item | 1 | EA | 100 | 1 | 1 | Date |  |  | 2024-09-30 15:41 |  | * | [6 empty] | 1 |  | 1 | 0 |  | 0 | 7 |  |  | * |  |  | None | *
8 | 05-FLEX-0100 | ALUM FLEX CONDUIT 1/2" | 0 | Purchased Item | Active |  | 1 | 1 |  |  |  | Item | 0.78467 | FT | 100 | 1 | 0.78467 | Date |  |  | 2024-09-30 15:41 |  | * | [6 empty] | 0.78467 |  | 1 | 5 |  | 0 | 6 |  |  | * |  |  | None | *
7 | - PIFHOSE.1682439006208 | ALUM FLEX CONDUIT 1/2" | 0 | Sub-assembly | Active |  | 8 | 1 |  |  |  | Item | 1 | EA | 100 | 1 | 1 | Date |  |  | 2024-09-30 15:41 |  | * | [6 empty] | 1 |  | 1 | 0 |  | 0 | 7 |  |  | * |  |  | None | *
8 | 05-FLEX-0100 | ALUM FLEX CONDUIT 1/2" | 0 | Purchased Item | Active |  | 1 | 1 |  |  |  | Item | 1.2552 | FT | 100 | 1 | 1.2552 | Date |  |  | 2024-09-30 15:41 |  | * | [6 empty] | 1.2552 |  | 1 | 5 |  | 0 | 6 |  |  | * |  |  | None | *
7 | - PISWEEP.1682438901724 | EMT COUNDUIT 1/2" | 0 | Sub-assembly | Active |  | 9 | 1 |  |  |  | Item | 1 | EA | 100 | 1 | 1 | Date |  |  | 2024-09-30 15:41 |  | * | [6 empty] | 1 |  | 1 | 0 |  | 0 | 17 |  |  | * |  |  | None | *
8 | 05-EMT-0100 | EMT COUNDUIT 1/2" | 0 | Purchased Item | Active |  | 1 | 1 |  |  |  | Item | 2.9 | FT | 100 | 1 | 2.9 | Date |  |  | 2024-09-30 15:41 |  | * | [6 empty] | 2.9 |  | 1 | 15 |  | 0 | 16 |  |  | * |  |  | None | *
7 | - PISWEEP.1682438777618 | EMT COUNDUIT 3/4" | 0 | Sub-assembly | Active |  | 10 | 1 |  |  |  | Item | 1 | EA | 100 | 1 | 1 | Date |  |  | 2024-09-30 15:41 |  | * | [6 empty] | 1 |  | 1 | 0 |  | 0 | 22 |  |  | * |  |  | None | *
8 | 05-EMT-0110 | EMT COUNDUIT 3/4" | 0 | Purchased Item | Active |  | 1 | 1 |  |  |  | Item | 1.5417 | FT | 100 | 1 | 1.5417 | Date |  |  | 2024-09-30 15:41 |  | * | [6 empty] | 1.5417 |  | 1 | 20 |  | 0 | 21 |  |  | * |  |  | None | *
7 | - PIFHOSE.1702410776897 | ALUM FLEX CONDUIT 1/2" | 0 | Sub-assembly | Active |  | 11 | 1 |  |  |  | Item | 1 | EA | 100 | 1 | 1 | Date |  |  | 2024-09-30 15:41 |  | * | [6 empty] | 1 |  | 1 | 0 |  | 0 | 7 |  |  | * |  |  | None | *
8 | 05-FLEX-0100 | ALUM FLEX CONDUIT 1/2" | 0 | Purchased Item | Active |  | 1 | 1 |  |  |  | Item | 0.774 | FT | 100 | 1 | 0.774 | Date |  |  | 2024-09-30 15:41 |  | * | [6 empty] | 0.774 |  | 1 | 5 |  | 0 | 6 |  |  | * |  |  | None | *
5 | - IP-58585 | UNISTRUT GALVANIZED 13/16" x 1 5/8" | 0 | Sub-assembly | Active |  | 11 | 1 |  |  |  | Item | 4 | EA | 100 | 1 | 4 | Date |  |  | 2024-09-30 15:41 |  | * | [6 empty] | 4 |  | 1 | 0 |  | 0 | 7 |  |  | * |  |  | None | *
6 | 75-UNIST-0110 | 13/16" X 1 5/8" - GALVANIZED - UNISTRUT | 0 | Purchased Item | Active |  | 1 | 1 |  |  |  | Item | 0.333 | FT | 100 | 1 | 1.332 | Date |  |  | 2024-09-30 15:41 |  | * | [6 empty] | 1.332 |  | 1 | 5 |  | 0 | 6 |  |  | * |  |  | None | *
5 | 05-COUP-0251 | EMT TO FLEX COUPLING TOP BITE 3/4" PN ACC75 | 0 | Purchased Item | Active |  | 12 | 1 |  |  |  | Item | 1 | EA | 100 | 1 | 1 | Date |  |  | 2024-09-30 15:41 |  | * | [6 empty] | 1 |  | 1 | 20 |  | 0 | 21 |  |  | * |  |  | None | *
5 | 75-SCWR-818-34S | SELF DRILLING SCREW 8-18,3/4" LENGTH, 410 STAINLESS STEEL PAN HEAD PHILLIPS, PART NO. 0128165 | 0 | Purchased Item | Active |  | 13 | 1 |  |  |  | Item | 6 | EA | 100 | 1 | 6 | Date |  |  | 2024-09-30 15:41 |  | * | [6 empty] | 6 |  | 1 | 20 |  | 0 | 21 |  |  | * |  |  | None | *
5 | 05-COUP-0250 | EMT TO FLEX COUPLING TOP BITE 1/2" PN ACC50 | 0 | Purchased Item | Active |  | 14 | 1 |  |  |  | Item | 3 | EA | 100 | 1 | 3 | Date |  |  | 2024-09-30 15:41 |  | * | [6 empty] | 3 |  | 1 | 20 |  | 0 | 21 |  |  | * |  |  | None | *
5 | 05-CONN-0101 | 1/2" EMT COMPRESSION CONNECTOR, RAIN TIGHT | 0 | Purchased Item | Active |  | 15 | 1 |  |  |  | Item | 1 | EA | 100 | 1 | 1 | Date |  |  | 2024-09-30 15:41 |  | * | [6 empty] | 1 |  | 1 | 15 |  | 0 | 16 |  |  | * |  |  | None | *
5 | 05-OBOX-0125 | 4" SQUARE DEEP OUTLET BOX | 0 | Purchased Item | Active |  | 17 | 1 |  |  |  | Item | 3 | EA | 100 | 1 | 3 | Date |  |  | 2024-09-30 15:41 |  | * | [6 empty] | 3 |  | 1 | 15 |  | 0 | 16 |  |  | * |  |  | None | *
5 | 75-W-14-FLAT-SS | 304 STAINLESS STEEL-FLAT WASHER-1/4" | 0 | Purchased Item | Active |  | 18 | 1 |  |  |  | Item | 16 | EA | 100 | 1 | 16 | Date |  |  | 2024-09-30 15:41 |  | * | [6 empty] | 16 |  | 1 | 20 |  | 0 | 21 |  |  | * |  |  | None | *
5 | 05-UNIST-0012 | 1/2" EMT UNISTRUT CLAMP | 0 | Purchased Item | Active |  | 19 | 1 |  |  |  | Item | 2 | EA | 100 | 1 | 2 | Date |  |  | 2024-09-30 15:41 |  | * | [6 empty] | 2 |  | 1 | 10 |  | 0 | 11 |  |  | * |  |  | None | *
5 | 05-CONN-0125 | 3/4" EMT COMPRESSION CONNECTOR, RAIN TIGHT | 0 | Purchased Item | Active |  | 20 | 1 |  |  |  | Item | 3 | EA | 100 | 1 | 3 | Date |  |  | 2024-09-30 15:41 |  | * | [6 empty] | 3 |  | 1 | 10 |  | 0 | 11 |  |  | * |  |  | None | *
5 | - IP-58610 | 1 5/8" x 1 5/8" - Galvanized - Unistrut | 0 | Sub-assembly | Active |  | 21 | 1 |  |  |  | Item | 1 | EA | 100 | 1 | 1 | Date |  |  | 2024-09-30 15:41 |  | * | [6 empty] | 1 |  | 1 | 0 |  | 0 | 12 |  |  | * |  |  | None | *
6 | 75-UNIST-0100 | 1 5/8" X 1 5/8" - GALVANIZED - UNISTRUT | 0 | Purchased Item | Active |  | 1 | 1 |  |  |  | Item | 0.25 | FT | 100 | 1 | 0.25 | Date |  |  | 2024-09-30 15:41 |  | * | [6 empty] | 0.25 |  | 1 | 10 |  | 0 | 11 |  |  | * |  |  | None | *
5 | 05-CONN-0327 | 90 FLEX CONNECTOR 1/2", TOPAZ 101I | 0 | Purchased Item | Active |  | 22 | 1 |  |  |  | Item | 1 | EA | 100 | 1 | 1 | Date |  |  | 2024-09-30 15:41 |  | * | [6 empty] | 1 |  | 1 | 20 |  | 0 | 21 |  |  | * |  |  | None | *
5 | 10074405 | COOLING TOWER CONTROLLER, WALL-MOUNT, WALCHEM PN WCTW110HA-E | 0 | Purchased Item | Active |  | 23 | 1 |  |  |  | Item | 1 | EA | 100 | 1 | 1 | Date |  |  | 2024-10-12 |  | * | [6 empty] | 1 |  | 1 | 5 |  | 0 | 6 |  |  | * |  |  | None | *
5 | MCYSC4-SMA-58600_DOC | BP-BACK PANEL DECK B | 0 | Reference Item - Document Management | Active |  | 99999 | 1 |  |  |  | Item | 1 | EA | 100 | 1 | 1 | Date |  |  | 2024-09-30 15:41 |  | * | [6 empty] | 1 |  | 1 |  |  | 0 | 0 | [5 empty] | None
4 | 75-NH-1213-SS | 304 STAINLESS STEEL-HEX NUT-1/2"-13 THREADS PER INCH | 0 | Purchased Item | Active |  | 3 | 1 |  |  |  | Item | 6 | EA | 100 | 1 | 6 | Date |  |  | 2024-09-30 15:41 |  | * | [6 empty] | 6 |  | 1 | 35 |  | 0 | 36 |  |  | * |  |  | None | *
4 | 75-BH-1213412S | 1/2"-13 X 4-1/2" ASTM F593 18-8 STAINLESS STEEL HEX BOLT FASTENAL# 0173085 | 0 | Purchased Item | Active |  | 4 | 1 |  |  |  | Item | 6 | EA | 100 | 1 | 6 | Date |  |  | 2024-09-30 15:41 |  | * | [6 empty] | 6 |  | 1 | 5 |  | 0 | 6 |  |  | * |  |  | None | *
4 | 75-W-12-LOCK-SS | 304 STAINLESS STEEL-LOCK WASHER-1/2" | 0 | Purchased Item | Active |  | 5 | 1 |  |  |  | Item | 12 | EA | 100 | 1 | 12 | Date |  |  | 2024-09-30 15:41 |  | * | [6 empty] | 12 |  | 1 | 5 |  | 0 | 6 |  |  | * |  |  | None | *
3 | 05-UNIST-0034 | 3/4" EMT UNISTRUT CLAMP | 0 | Purchased Item | Active |  | 52 | 1 |  |  |  | Item | 45 | EA | 100 | 1 | 45 | Date |  |  | 2024-09-30 15:41 |  | * | CCO-79419 | [5 empty] | 45 |  | 1 | 15 |  | 0 | 16 |  |  | * |  |  | None | *
3 | 75-W-14-FLAT-P | Zinc Plated-Flat Washer-1/4" | 0 | Purchased Item | Active |  | 53 | 1 |  |  |  | Item | 148 | EA | 100 | 1 | 148 | Date |  |  | 2024-09-30 15:41 |  | * | [6 empty] | 148 |  | 1 | 25 |  | 0 | 26 |  |  | * |  |  | None | *
3 | 75-NH-1420-S | 1/4-20-HEX/NUT 304 S/S | 0 | Purchased Item | Active |  | 54 | 1 |  |  |  | Item | 54 | EA | 100 | 1 | 54 | Date |  |  | 2024-09-30 15:41 |  | * | [6 empty] | 54 |  | 1 | 40 |  | 0 | 41 |  |  | * |  |  | None | *
3 | 10-ENC-MH3100 | ENCLOSURE, METAL HOUSING, NEMA 1, 12"X12"X6", MOUNTING OPTION 1, P/N MH3100-M1 | 0 | Purchased Item | Active |  | 55 | 1 |  |  |  | Item | 2 | EA | 100 | 1 | 2 | Date |  |  | 2024-09-30 15:41 |  | * | [6 empty] | 2 |  | 1 | 30 |  | 0 | 31 |  |  | * |  |  | None | *
3 | 05-SEAL-0110 | SEAL RING 3/4" THOMAS AND BETTS MODEL 5263 | 0 | Purchased Item | Active |  | 56 | 1 |  |  |  | Item | 20 | EA | 100 | 1 | 20 | Date |  |  | 2024-09-30 15:41 |  | * | CCO-79419 | [5 empty] | 20 |  | 1 | 30 |  | 0 | 31 |  |  | * |  |  | None | *
3 | 75-SCWP-1032516 | ZINC PLATED -FINE THREADS -STANDARD PHILLIPS HEAD BOLT -#10 -32THREADS PER INCH X 5/16" LONG | 0 | Purchased Item | Active |  | 57 | 1 |  |  |  | Item | 4 | EA | 100 | 1 | 4 | Date |  |  | 2024-09-30 15:41 |  | * | [6 empty] | 4 |  | 1 | 20 |  | 0 | 21 |  |  | * |  |  | None | *
3 | 10-SNS-HMT12002 | DISCHARGE AIR HUMIDITY SENSOR | 0 | Purchased Item | Active |  | 58 | 1 |  |  |  | Item | 2 | EA | 100 | 1 | 2 | Date |  |  | 2024-09-30 15:41 |  | * | [6 empty] | 2 |  | 1 | 30 |  | 0 | 31 |  |  | * |  |  | None | *
3 | 05-STRP-0100 | STRAP,EMT,1_HOLE,.5 | 0 | Purchased Item | Active |  | 59 | 1 |  |  |  | Item | 4 | EA | 100 | 1 | 4 | Date |  |  | 2024-09-30 15:41 |  | * | [6 empty] | 4 |  | 1 | 15 |  | 0 | 16 |  |  | * |  |  | None | *
3 | 10-SNS-HMT12001 | SENSOR DISCH AIR AND HUMIDITY | 0 | Purchased Item | Active |  | 60 | 1 |  |  |  | Item | 2 | EA | 100 | 1 | 2 | Date |  |  | 2024-09-30 15:41 |  | * | [6 empty] | 2 |  | 1 | 30 |  | 0 | 31 |  |  | * |  |  | None | *
3 | 05-OUTL-0135 | 4 X 4 GALV JBOX COVER | 0 | Purchased Item | Active |  | 61 | 1 |  |  |  | Item | 38 | EA | 100 | 1 | 38 | Date |  |  | 2024-09-30 15:41 |  | * | [6 empty] | 38 |  | 1 | 15 |  | 0 | 16 |  |  | * |  |  | None | *
3 | 75-SCWH-14-114 | 1/4-14x1 1/4" SELF DRILL S.H.W PL | 0 | Purchased Item | Active |  | 62 | 1 |  |  |  | Item | 226 | EA | 100 | 1 | 226 | Date |  |  | 2024-09-30 15:41 |  | * | [6 empty] | 226 |  | 1 | 20 |  | 0 | 21 |  |  | * |  |  | None | *
3 | - IP-68010 | 16ga SS 304L Solid coil 60 | 0 | Sub-assembly | Active |  | 63 | 1 |  |  |  | Item | 2 | EA | 100 | 1 | 2 | Date |  |  | 2024-09-30 15:41 |  | * | [6 empty] | 2 |  | 1 | 0.024346 |  | 0.024346 | 12.0243 |  |  | * |  |  | None | *
4 | 45-304L-C0110 | STEEL,304-L S/S,16 GA,60" COIL | 0 | Purchased Item | Active |  | 1 | 1 |  |  |  | Item | 9.5 | SFT | 100 | 1 | 19 | Date |  |  | 2024-09-30 15:41 |  | * | [6 empty] | 19 |  | 1 | 10 |  | 0 | 11 |  |  | * |  |  | None | *
3 | 05-OUTL-0130 | LIQ-TITE GFI COVER | 0 | Purchased Item | Active |  | 64 | 1 |  |  |  | Item | 4 | EA | 100 | 1 | 4 | Date |  |  | 2024-09-30 15:41 |  | * | [6 empty] | 4 |  | 1 | 15 |  | 0 | 16 |  |  | * |  |  | None | *
3 | - IP-58610 | 1 5/8" x 1 5/8" - Galvanized - Unistrut | 0 | Sub-assembly | Active |  | 65 | 1 |  |  |  | Item | 40 | EA | 100 | 1 | 40 | Date |  |  | 2024-09-30 15:41 |  | * | [6 empty] | 40 |  | 1 | 0 |  | 0 | 12 |  |  | * |  |  | None | *
4 | 75-UNIST-0100 | 1 5/8" X 1 5/8" - GALVANIZED - UNISTRUT | 0 | Purchased Item | Active |  | 1 | 1 |  |  |  | Item | 0.25 | FT | 100 | 1 | 10 | Date |  |  | 2024-09-30 15:41 |  | * | [6 empty] | 10 |  | 1 | 10 |  | 0 | 11 |  |  | * |  |  | None | *
3 | - IP-58731 | Route | 0 | Sub-assembly | Active |  | 66 | 1 |  |  |  | Item | 2 | EA | 100 | 1 | 2 | Date |  |  | 2024-09-30 15:41 |  | * | [6 empty] | 2 |  | 1 | 0 |  | 0 | 17 |  |  | * |  |  | None | *
4 | 05-EMT-0100 | EMT COUNDUIT 1/2" | 0 | Purchased Item | Active |  | 1 | 1 |  |  |  | Item | 2 | FT | 100 | 1 | 4 | Date |  |  | 2024-09-30 15:41 |  | * | [6 empty] | 4 |  | 1 | 15 |  | 0 | 16 |  |  | * |  |  | None | *
3 | 75-RIVN-1420 | 1/4"-20 Thread, 1/64"-3/16" Thickness,Screwdriver-Installed Rivet Nut,Zinc-Plated Stee #90186A213 | 0 | Purchased Item | Active |  | 67 | 1 |  |  |  | Item | 52 | EA | 100 | 1 | 52 | Date |  |  | 2024-09-30 15:41 |  | * | [6 empty] | 52 |  | 1 | 15 |  | 0 | 16 |  |  | * |  |  | None | *
3 | 75-W-14-FLAT-SS | 304 STAINLESS STEEL-FLAT WASHER-1/4" | 0 | Purchased Item | Active |  | 68 | 1 |  |  |  | Item | 244 | EA | 100 | 1 | 244 | Date |  |  | 2024-09-30 15:41 |  | * | [6 empty] | 244 |  | 1 | 20 |  | 0 | 21 |  |  | * |  |  | None | *
3 | - MCYSC4-SMA-68038 | GFCI assy (one connector) | 0 | Sub-assembly | Active |  | 69 | 1 |  |  |  | Item | 2 | EA | 100 | 1 | 2 | Date |  |  | 2024-09-30 15:41 |  | * | [6 empty] | 2 |  | 1 | 0 |  | 0 | 22 |  |  | * |  |  | None | *
4 | 05-COVER-0108 | 1-GANG WEATHERPROOF IN-USE COVER, EXTRA DUTY®, 16-IN-1, 2-3/4 IN. DEEP, CLEAR TAYMAC MM420C | 0 | Purchased Item | Active |  | 1 | 1 |  |  |  | Item | 1 | EA | 100 | 1 | 2 | Date |  |  | 2024-09-30 15:41 |  | * | [6 empty] | 2 |  | 1 | 20 |  | 0 | 21 |  |  | * |  |  | None | *
4 | 05-PLUG-012 | 1/2" WEATHERPROOF CLOSURE PLUG, TOPAZ # WP50 | 0 | Purchased Item | Active |  | 2 | 1 |  |  |  | Item | 2 | EA | 100 | 1 | 4 | Date |  |  | 2024-09-30 15:41 |  | * | [6 empty] | 4 |  | 1 | 15 |  | 0 | 16 |  |  | * |  |  | None | *
4 | 05-OUTL-0156 | LIQ. TIGHT BOX 2x4 3 HOLES ¿ | 0 | Purchased Item | Active |  | 3 | 1 |  |  |  | Item | 1 | EA | 100 | 1 | 2 | Date |  |  | 2024-09-30 15:41 |  | * | [6 empty] | 2 |  | 1 | 20 |  | 0 | 21 |  |  | * |  |  | None | *
4 | 05-JBOX-0134 | WEATHERPROOF OUTLET BOX SINGLE GANG 24 CUBIC INCH CAPACITY 2-5/8" DEEP , 3 HOLES 1/2" PN TP7074 | 0 | Purchased Item | Active |  | 4 | 1 |  |  |  | Item | 1 | EA | 100 | 1 | 2 | Date |  |  | 2024-09-30 15:41 |  | * | [6 empty] | 2 |  | 1 | 20 |  | 0 | 21 |  |  | * |  |  | None | *
4 | 05-CONN-0101 | 1/2" EMT COMPRESSION CONNECTOR, RAIN TIGHT | 0 | Purchased Item | Active |  | 5 | 1 |  |  |  | Item | 1 | EA | 100 | 1 | 2 | Date |  |  | 2024-09-30 15:41 |  | * | [6 empty] | 2 |  | 1 | 15 |  | 0 | 16 |  |  | * |  |  | None | *
4 | 05-SEAL-0100 | SEAL RING ½", THOMAS AND BETTS MODEL 5262 | 0 | Purchased Item | Active |  | 6 | 1 |  |  |  | Item | 1 | EA | 100 | 1 | 2 | Date |  |  | 2024-09-30 15:41 |  | * | [6 empty] | 2 |  | 1 | 15 |  | 0 | 16 |  |  | * |  |  | None | *
3 | - IP-58607 | 1 5/8" x 1 5/8" - Galvanized - Unistrut | 0 | Sub-assembly | Active |  | 70 | 1 |  |  |  | Item | 4 | EA | 100 | 1 | 4 | Date |  |  | 2024-09-30 15:41 |  | * | [6 empty] | 4 |  | 1 | 0 |  | 0 | 12 |  |  | * |  |  | None | *
4 | 75-UNIST-0100 | 1 5/8" X 1 5/8" - GALVANIZED - UNISTRUT | 0 | Purchased Item | Active |  | 1 | 1 |  |  |  | Item | 0.417 | FT | 100 | 1 | 1.668 | Date |  |  | 2024-09-30 15:41 |  | * | [6 empty] | 1.668 |  | 1 | 10 |  | 0 | 11 |  |  | * |  |  | None | *
3 | - IP-58606 | UNISTRUT GALVANIZED 13/16" x 1 5/8" | 0 | Sub-assembly | Active |  | 71 | 1 |  |  |  | Item | 114 | EA | 100 | 1 | 114 | Date |  |  | 2024-09-30 15:41 |  | * | [6 empty] | 114 |  | 1 | 0 |  | 0 | 7 |  |  | * |  |  | None | *
4 | 75-UNIST-0110 | 13/16" X 1 5/8" - GALVANIZED - UNISTRUT | 0 | Purchased Item | Active |  | 1 | 1 |  |  |  | Item | 0.25 | FT | 100 | 1 | 28.5 | Date |  |  | 2024-09-30 15:41 |  | * | [6 empty] | 28.5 |  | 1 | 5 |  | 0 | 6 |  |  | * |  |  | None | *
3 | - IP-58726 | EMT COUNDUIT 1/2" | 0 | Sub-assembly | Active |  | 72 | 1 |  |  |  | Item | 1 | EA | 100 | 1 | 1 | Date |  |  | 2024-09-30 15:41 |  | * | [6 empty] | 1 |  | 1 | 0 |  | 0 | 17 |  |  | * |  |  | None | *
4 | 05-EMT-0100 | EMT COUNDUIT 1/2" | 0 | Purchased Item | Active |  | 1 | 1 |  |  |  | Item | 1.56 | FT | 100 | 1 | 1.56 | Date |  |  | 2024-09-30 15:41 |  | * | [6 empty] | 1.56 |  | 1 | 15 |  | 0 | 16 |  |  | * |  |  | None | *
3 | 10-SNS-KLE-RPS | ROOM STATIC PRESSURE SENSOR, KELE # RPS | 0 | Purchased Item | Active |  | 73 | 1 |  |  |  | Item | 2 | EA | 100 | 1 | 2 | Date |  |  | 2024-09-30 15:41 |  | * | [6 empty] | 2 |  | 1 | 40 |  | 0 | 41 |  |  | * |  |  | None | *
3 | - MCYSC4-SEA-58624 | Door switch | 0 | Sub-assembly | Active |  | 74 | 1 |  |  |  | Item | 1 | EA | 100 | 1 | 1 | Date |  |  | 2024-09-30 15:41 |  | * | [6 empty] | 1 |  | 1 | 0 |  | 0.064923 | 42 |  |  | * |  |  | None | *
4 | 10-SW-EB06 | LIMIT SWITCH BOOTED PLUNGER | 0 | Finished Good - Buy | Active |  | 1 | 1 |  |  |  | Item | 1 | EA | 100 | 1 | 1 | Date |  |  | 2024-09-30 15:41 |  | * | [6 empty] | 1 |  | 1 | 40 |  | 0 | 41 |  |  | * |  |  | None | *
4 | 75-HN-832-ZP | 8/32 THREAD HEX NUT ZINC-PLATED STEEL MACHINE SCREW, 11/32" WIDTH, 1/8" HEIGHT # 90480A009 | 0 | Purchased Item | Active |  | 2 | 1 |  |  |  | Item | 2 | EA | 100 | 1 | 2 | Date |  |  | 2024-09-30 15:41 |  | * | [6 empty] | 2 |  | 1 | 5 |  | 0 | 6 |  |  | * |  |  | None | *
4 | 75-SCWP-832112 | 8-32 X 1 1/2 P-PAN M/S STL ZNC | 0 | Purchased Item | Active |  | 3 | 1 |  |  |  | Item | 2 | EA | 100 | 1 | 2 | Date |  |  | 2024-09-30 15:41 |  | * | [6 empty] | 2 |  | 1 | 20 |  | 0 | 21 |  |  | * |  |  | None | *
4 | - IP-58634 | 16ga GA Brt coil 60 | A | Sub-assembly | Active |  | 4 | 1 |  |  |  | Item | 1 | EA | 100 | 1 | 1 | Date |  |  | 2024-09-30 15:41 |  | * | [6 empty] | 1 |  | 1 | 0.064923 |  | 0.064923 | 17.0649 |  |  | * |  |  | None | *
5 | 45-GALC-0275 | STEEL,GALV,G90,16 GA,60" COIL | 0 | Purchased Item | Active |  | 1 | 1 |  |  |  | Item | 0.083 | SFT | 100 | 1 | 0.083 | Date |  |  | 2024-09-30 15:41 |  | * | [6 empty] | 0.083 |  | 1 | 15 |  | 0 | 16 |  |  | * |  |  | None | *
3 | 05-OBOX-0125 | 4" SQUARE DEEP OUTLET BOX | 0 | Purchased Item | Active |  | 78 | 1 |  |  |  | Item | 38 | EA | 100 | 1 | 38 | Date |  |  | 2024-09-30 15:41 |  | * | [6 empty] | 38 |  | 1 | 15 |  | 0 | 16 |  |  | * |  |  | None | *
3 | 05-SEAL-0100 | SEAL RING ½", THOMAS AND BETTS MODEL 5262 | 0 | Purchased Item | Active |  | 79 | 1 |  |  |  | Item | 25 | EA | 100 | 1 | 25 | Date |  |  | 2024-09-30 15:41 |  | * | [6 empty] | 25 |  | 1 | 15 |  | 0 | 16 |  |  | * |  |  | None | *
3 | 05-PL.BUSH-0500 | 1 1/2" PLASTIC BUSH MFG PART# 835 TOPAZ | 0 | Purchased Item | Active |  | 83 | 1 |  |  |  | Item | 10 | EA | 100 | 1 | 10 | Date |  |  | 2024-09-30 15:41 |  | * | [6 empty] | 10 |  | 1 | 15 |  | 0 | 16 |  |  | * |  |  | None | *
3 | 05-LOCKNUT-0125 | RIGID LOCKNUTS 1-1/4" | 0 | Purchased Item | Active |  | 84 | 1 |  |  |  | Item | 6 | EA | 100 | 1 | 6 | Date |  |  | 2024-09-30 15:41 |  | * | [6 empty] | 6 |  | 1 | 15 |  | 0 | 16 |  |  | * |  |  | None | *
3 | 05-SLB-WET-0100 | 1/2" SERVICE ENTRANCE SLB, UL LISTED, WET LOCATIONS (NEOPRENE GASKET)1025. BRAND: ORBIT | 0 | Purchased Item | Active |  | 85 | 1 |  |  |  | Item | 2 | EA | 100 | 1 | 2 | Date |  |  | 2024-09-30 15:41 |  | * | [6 empty] | 2 |  | 1 | 15 |  | 0 | 16 |  |  | * |  |  | None | *
3 | - IP-61689 | EMT COUNDUIT 1/2" | 0 | Sub-assembly | Active |  | 86 | 1 |  |  |  | Item | 2 | EA | 100 | 1 | 2 | Date |  |  | 2024-09-30 15:41 |  | * | [6 empty] | 2 |  | 1 | 0 |  | 0 | 17 |  |  | * |  |  | None | *
4 | 05-EMT-0100 | EMT COUNDUIT 1/2" | 0 | Purchased Item | Active |  | 1 | 1 |  |  |  | Item | 0.5 | FT | 100 | 1 | 1 | Date |  |  | 2024-09-30 15:41 |  | * | [6 empty] | 1 |  | 1 | 15 |  | 0 | 16 |  |  | * |  |  | None | *
3 | 05-PL.BUSH-0100 | 1/2"PLASTIC BUSHING | 0 | Purchased Item | Active |  | 87 | 1 |  |  |  | Item | 20 | EA | 100 | 1 | 20 | Date |  |  | 2024-09-30 15:41 |  | * | [6 empty] | 20 |  | 1 | 20 |  | 0 | 21 |  |  | * |  |  | None | *
3 | - IP-58603 | 16ga GA Brt coil 60 | M | Sub-assembly | Active |  | 88 | 1 |  |  |  | Item | 2 | EA | 100 | 1 | 2 | Date |  |  | 2024-09-30 15:41 |  | * | [6 empty] | 2 |  | 1 | 0.064923 |  | 0.064923 | 12.0649 |  |  | * |  |  | None | *
4 | 45-304L-C0110 | STEEL,304-L S/S,16 GA,60" COIL | 0 | Purchased Item | Active |  | 1 | 1 |  |  |  | Item | 0.25 | SFT | 100 | 1 | 0.5 | Date |  |  | 2024-09-30 15:41 |  | * | [6 empty] | 0.5 |  | 1 | 10 |  | 0 | 11 |  |  | * |  |  | None | *
4 | IP-58603_DOC | 16ga GA Brt coil 60 | 0 | Reference Item - Document Management | Active |  | 99999 | 1 |  |  |  | Item | 1 | EA | 100 | 1 | 2 | Date |  |  | 2024-09-30 15:41 |  | * | [6 empty] | 2 |  | 1 |  |  | 0 | 0 | [5 empty] | None
3 | - IP-58568 | 14ga GA Brt coil 60 | M | Sub-assembly | Active |  | 89 | 1 |  |  |  | Item | 2 | EA | 100 | 1 | 2 | Date |  |  | 2024-09-30 15:41 |  | * | [6 empty] | 2 |  | 1 | 0.064923 |  | 0.064923 | 6.0649 |  |  | * |  |  | None | *
4 | 45-GALC-0520 | STEEL,GALV,G90,14 GA,60" COIL | 0 | Purchased Item | Active |  | 1 | 1 |  |  |  | Item | 2 | SFT | 100 | 1 | 4 | Date |  |  | 2024-09-30 15:41 |  | * | [6 empty] | 4 |  | 1 | 4 |  | 0 | 5 |  |  | * |  |  | None | *
4 | IP-58568_DOC | 14ga GA Brt coil 60 | 0 | Reference Item - Document Management | Active |  | 99999 | 1 |  |  |  | Item | 1 | EA | 100 | 1 | 2 | Date |  |  | 2024-09-30 15:41 |  | * | [6 empty] | 2 |  | 1 | 5 |  | 0 | 5 | [5 empty] | None
3 | 05-CONN-0125 | 3/4" EMT COMPRESSION CONNECTOR, RAIN TIGHT | 0 | Purchased Item | Active |  | 90 | 1 |  |  |  | Item | 15 | EA | 100 | 1 | 15 | Date |  |  | 2024-09-30 15:41 |  | * | [6 empty] | 15 |  | 1 | 10 |  | 0 | 11 |  |  | * |  |  | None | *
3 | 75-W-12-LOCK-SS | 304 STAINLESS STEEL-LOCK WASHER-1/2" | 0 | Purchased Item | Active |  | 91 | 1 |  |  |  | Item | 34 | EA | 100 | 1 | 34 | Date |  |  | 2024-09-30 15:41 |  | * | [6 empty] | 34 |  | 1 | 5 |  | 0 | 6 |  |  | * |  |  | None | *
3 | - IP-58720 | EMT COUNDUIT 1/2" | 0 | Sub-assembly | Active |  | 92 | 1 |  |  |  | Item | 1 | EA | 100 | 1 | 1 | Date |  |  | 2024-09-30 15:41 |  | * | [6 empty] | 1 |  | 1 | 0 |  | 0 | 17 |  |  | * |  |  | None | *
4 | 05-EMT-0100 | EMT COUNDUIT 1/2" | 0 | Purchased Item | Active |  | 1 | 1 |  |  |  | Item | 5.225 | FT | 100 | 1 | 5.225 | Date |  |  | 2024-09-30 15:41 |  | * | [6 empty] | 5.225 |  | 1 | 15 |  | 0 | 16 |  |  | * |  |  | None | *
3 | 05-NIPL-0350 | 1 1/2" X 3" RIGID NIPPLE PN NPL150300 | 0 | Purchased Item | Active |  | 93 | 1 |  |  |  | Item | 6 | EA | 100 | 1 | 6 | Date |  |  | 2024-09-30 15:41 |  | * | [6 empty] | 6 |  | 1 | 15 |  | 0 | 16 |  |  | * |  |  | None | *
3 | - IP-58719 | EMT COUNDUIT 1/2" | 0 | Sub-assembly | Active |  | 94 | 1 |  |  |  | Item | 1 | EA | 100 | 1 | 1 | Date |  |  | 2024-09-30 15:41 |  | * | [6 empty] | 1 |  | 1 | 0 |  | 0 | 17 |  |  | * |  |  | None | *
4 | 05-EMT-0100 | EMT COUNDUIT 1/2" | 0 | Purchased Item | Active |  | 1 | 1 |  |  |  | Item | 9.75 | FT | 100 | 1 | 9.75 | Date |  |  | 2024-09-30 15:41 |  | * | [6 empty] | 9.75 |  | 1 | 15 |  | 0 | 16 |  |  | * |  |  | None | *
3 | - IP-58718 | EMT COUNDUIT 1/2" | 0 | Sub-assembly | Active |  | 95 | 1 |  |  |  | Item | 1 | EA | 100 | 1 | 1 | Date |  |  | 2024-09-30 15:41 |  | * | [6 empty] | 1 |  | 1 | 0 |  | 0 | 17 |  |  | * |  |  | None | *
4 | 05-EMT-0100 | EMT COUNDUIT 1/2" | 0 | Purchased Item | Active |  | 1 | 1 |  |  |  | Item | 9.75 | FT | 100 | 1 | 9.75 | Date |  |  | 2024-09-30 15:41 |  | * | [6 empty] | 9.75 |  | 1 | 15 |  | 0 | 16 |  |  | * |  |  | None | *
3 | 05-COUP-0140 | RIGID COUPLING 1-1/4" | 0 | Purchased Item | Active |  | 96 | 1 |  |  |  | Item | 6 | EA | 100 | 1 | 6 | Date |  |  | 2024-09-30 15:41 |  | * | [6 empty] | 6 |  | 1 | 15 |  | 0 | 16 |  |  | * |  |  | None | *
3 | - IP-58717 | EMT COUNDUIT 1/2" | 0 | Sub-assembly | Active |  | 97 | 1 |  |  |  | Item | 1 | EA | 100 | 1 | 1 | Date |  |  | 2024-09-30 15:41 |  | * | [6 empty] | 1 |  | 1 | 0 |  | 0 | 17 |  |  | * |  |  | None | *
4 | 05-EMT-0100 | EMT COUNDUIT 1/2" | 0 | Purchased Item | Active |  | 1 | 1 |  |  |  | Item | 4.2416 | FT | 100 | 1 | 4.2416 | Date |  |  | 2024-09-30 15:41 |  | * | [6 empty] | 4.2416 |  | 1 | 15 |  | 0 | 16 |  |  | * |  |  | None | *
3 | 05-NIPL-0325 | 1 1/4" X 3" RIGID NIPPLE PN NPL125300 | 0 | Purchased Item | Active |  | 98 | 1 |  |  |  | Item | 6 | EA | 100 | 1 | 6 | Date |  |  | 2024-09-30 15:41 |  | * | [6 empty] | 6 |  | 1 | 20 |  | 0 | 21 |  |  | * |  |  | None | *
3 | 05-LIGHT-0100 | 100W MARINE LIGHT #VCXL11GCGC CROUSE HINDS BRAND TP7600 | 0 | Purchased Item | Active |  | 99 | 1 |  |  |  | Item | 14 | EA | 100 | 1 | 14 | Date |  |  | 2024-09-30 15:41 |  | * | [6 empty] | 14 |  | 1 | 15 |  | 0 | 16 |  |  | * |  |  | None | *
3 | 05-NIPL-0205 | 1/2" X 2" RIGID NIPPLE MFG PART# 5531 WHEATLAND | 0 | Purchased Item | Active |  | 100 | 1 |  |  |  | Item | 10 | EA | 100 | 1 | 10 | Date |  |  | 2024-09-30 15:41 |  | * | [6 empty] | 10 |  | 1 | 45 |  | 0 | 46 |  |  | * |  |  | None | *
3 | - MCYSC4-SEA-57801 | Z Sensor arrangement | 0 | Sub-assembly | Active |  | 101 | 1 |  |  |  | Item | 6 | EA | 100 | 1 | 6 | Date |  |  | 2024-09-30 15:41 |  | * | [6 empty] | 6 |  | 1 | 0 |  | 0.064923 | 62 |  |  | * |  |  | None | *
4 | 75-SCWH-14-112 | ZINC PLATED-TEK SCREW-1/4"-14 THREADS PER INCH X 1-1/2" LONG | 0 | Purchased Item | Active |  | 1 | 1 |  |  |  | Item | 2 | EA | 100 | 1 | 12 | Date |  |  | 2024-09-30 15:41 |  | * | [6 empty] | 12 |  | 1 | 20 |  | 0 | 21 |  |  | * |  |  | None | *
4 | 75-SCWP-1032-38 | 10-32 X 3/8 PHIL PAN 316 STAINLESS | 0 | Purchased Item | Active |  | 2 | 1 |  |  |  | Item | 2 | EA | 100 | 1 | 12 | Date |  |  | 2024-09-30 15:41 |  | * | [6 empty] | 12 |  | 1 | 20 |  | 0 | 21 |  |  | * |  |  | None | *
4 | 75-NH-1032-SS | 304 STAINLESS STEEL -FINE THREADS -HEX NUT -#10 -32 THREADS PER INCH | 0 | Purchased Item | Active |  | 3 | 1 |  |  |  | Item | 2 | EA | 100 | 1 | 12 | Date |  |  | 2024-09-30 15:41 |  | * | [6 empty] | 12 |  | 1 | 60 |  | 0 | 61 |  |  | * |  |  | None | *
4 | - IP-57800 | Z Bracket | M | Sub-assembly | Active |  | 4 | 1 |  |  |  | Item | 1 | EA | 100 | 1 | 6 | Date |  |  | 2024-09-30 15:41 |  | * | [6 empty] | 6 |  | 1 | 0.064923 |  | 0.064923 | 17.0649 |  |  | * |  |  | None | *
5 | 45-GALC-0275 | STEEL,GALV,G90,16 GA,60" COIL | 0 | Purchased Item | Active |  | 1 | 1 |  |  |  | Item | 1 | SFT | 100 | 1 | 6 | Date |  |  | 2024-09-30 15:41 |  | * | [6 empty] | 6 |  | 1 | 15 |  | 0 | 16 |  |  | * |  |  | None | *
5 | IP-57800_DOC | Z Bracket | 0 | Reference Item - Document Management | Active |  | 99999 | 1 |  |  |  | Item | 1 | EA | 100 | 1 | 6 | Date |  |  | 2024-09-30 15:41 |  | * | [6 empty] | 6 |  | 1 |  |  | 0 | 0 | [5 empty] | None
4 | 30-STPP-A520 | STATIC PRESSURE PROBE 4" LENGTH, MAMAC # A-520-1-A-1 | 0 | Purchased Item | Active |  | 5 | 1 |  |  |  | Item | 1 | EA | 100 | 1 | 6 | Date |  |  | 2024-09-30 15:41 |  | * | [6 empty] | 6 |  | 1 | 15 |  | 0 | 16 |  |  | * |  |  | None | *
3 | - IP-68009 | 16ga SS 304L Solid coil 60 | 0 | Sub-assembly | Active |  | 102 | 1 |  |  |  | Item | 2 | EA | 100 | 1 | 2 | Date |  |  | 2024-09-30 15:41 |  | * | [6 empty] | 2 |  | 1 | 0.064923 |  | 0.064923 | 12.0649 |  |  | * |  |  | None | *
4 | 45-304L-C0110 | STEEL,304-L S/S,16 GA,60" COIL | 0 | Purchased Item | Active |  | 1 | 1 |  |  |  | Item | 4.91 | SFT | 100 | 1 | 9.82 | Date |  |  | 2024-09-30 15:41 |  | * | [6 empty] | 9.82 |  | 1 | 10 |  | 0 | 11 |  |  | * |  |  | None | *
4 | IP-68009_DOC | 16ga SS 304L Solid coil 60 | 0 | Reference Item - Document Management | Active |  | 99999 | 1 |  |  |  | Item | 1 | EA | 100 | 1 | 2 | Date |  |  | 2024-09-30 15:41 |  | * | [6 empty] | 2 |  | 1 |  |  | 0 | 0 | [5 empty] | None
3 | 05-JBOX-0220 | LIQ TIGHT BOX 4X4X2 5/8, 7H 3/4" PN TP7138 | 0 | Purchased Item | Active |  | 103 | 1 |  |  |  | Item | 2 | EA | 100 | 1 | 2 | Date |  |  | 2024-09-30 15:41 |  | * | [6 empty] | 2 |  | 1 | 15 |  | 0 | 16 |  |  | * |  |  | None | *
3 | 05-LOCKNUT-0150 | RIGID LOCKNUTS 1 1/2" | 0 | Purchased Item | Active |  | 104 | 1 |  |  |  | Item | 10 | EA | 100 | 1 | 10 | Date |  |  | 2024-09-30 15:41 |  | * | [6 empty] | 10 |  | 1 | 15 |  | 0 | 16 |  |  | * |  |  | None | *
3 | - MCYSC4-SMA-58579 | Fan Electrical Mechanical Assembly | N | Sub-assembly | Active |  | 105 | 1 |  |  |  | Item | 1 | EA | 100 | 1 | 1 | Date |  |  | 2024-09-30 15:41 |  | * | [6 empty] | 1 |  | 1 | 1.0821 |  | 1.147 | 34.147 |  |  | * |  |  | None | *
4 | - MCYSC4-SMA-58578 | Electrical Mechanical Assembly | 0 | Sub-assembly | Active |  | 1 | 1 |  |  |  | Item | 1 | EA | 100 | 1 | 1 | Date |  |  | 2024-09-30 15:41 |  | * | [6 empty] | 1 |  | 1 | 0 |  | 0.064923 | 32.0649 |  |  | * |  |  | None | *
5 | - IP-58576 | 14ga GA Brt coil 60 | M | Sub-assembly | Active |  | 1 | 1 |  |  |  | Item | 1 | EA | 100 | 1 | 1 | Date |  |  | 2024-09-30 15:41 |  | * | [6 empty] | 1 |  | 1 | 0.064923 |  | 0.064923 | 22.0649 |  |  | * |  |  | None | *
6 | 45-304L-0192 | STEEL,304L,S/S,14GA,60X144 | 0 | Purchased Item | Active |  | 1 | 1 |  |  |  | Item | 0.333 | SFT | 100 | 1 | 0.333 | Date |  |  | 2024-09-30 15:41 |  | * | [6 empty] | 0.333 |  | 1 | 20 |  | 0 | 21 |  |  | * |  |  | None | *
6 | IP-58576_DOC | 14ga GA Brt coil 60 | 0 | Reference Item - Document Management | Active |  | 99999 | 1 |  |  |  | Item | 1 | EA | 100 | 1 | 1 | Date |  |  | 2024-09-30 15:41 |  | * | [6 empty] | 1 |  | 1 |  |  | 0 | 0 | [5 empty] | None
5 | 05-CONN-0101 | 1/2" EMT COMPRESSION CONNECTOR, RAIN TIGHT | 0 | Purchased Item | Active |  | 2 | 1 |  |  |  | Item | 2 | EA | 100 | 1 | 2 | Date |  |  | 2024-09-30 15:41 |  | * | [6 empty] | 2 |  | 1 | 15 |  | 0 | 16 |  |  | * |  |  | None | *
5 | 05-STRP-0100 | STRAP,EMT,1_HOLE,.5 | 0 | Purchased Item | Active |  | 3 | 1 |  |  |  | Item | 3 | EA | 100 | 1 | 3 | Date |  |  | 2024-09-30 15:41 |  | * | [6 empty] | 3 |  | 1 | 15 |  | 0 | 16 |  |  | * |  |  | None | *
5 | 05-OBOX-0125 | 4" SQUARE DEEP OUTLET BOX | 0 | Purchased Item | Active |  | 4 | 1 |  |  |  | Item | 2 | EA | 100 | 1 | 2 | Date |  |  | 2024-09-30 15:41 |  | * | [6 empty] | 2 |  | 1 | 15 |  | 0 | 16 |  |  | * |  |  | None | *
5 | - IP-58632 | 14ga SS 304L Solid 60x144 | M | Sub-assembly | Active |  | 5 | 1 |  |  |  | Item | 1 | EA | 100 | 1 | 1 | Date |  |  | 2024-09-30 15:41 |  | * | [6 empty] | 1 |  | 1 | 0.064923 |  | 0.064923 | 22.0649 |  |  | * |  |  | None | *
6 | 45-304L-0192 | STEEL,304L,S/S,14GA,60X144 | 0 | Purchased Item | Active |  | 1 | 1 |  |  |  | Item | 0.167 | SFT | 100 | 1 | 0.167 | Date |  |  | 2024-09-30 15:41 |  | * | [6 empty] | 0.167 |  | 1 | 20 |  | 0 | 21 |  |  | * |  |  | None | *
6 | IP-58632_DOC | 14ga SS 304L Solid coil 60 | 0 | Reference Item - Document Management | Active |  | 99999 | 1 |  |  |  | Item | 1 | EA | 100 | 1 | 1 | Date |  |  | 2024-09-30 15:41 |  | * | [6 empty] | 1 |  | 1 |  |  | 0 | 0 | [5 empty] | None
5 | - IP-58625 | 14ga SS 304L Solid 60x144 | M | Sub-assembly | Active |  | 6 | 1 |  |  |  | Item | 1 | EA | 100 | 1 | 1 | Date |  |  | 2024-09-30 15:41 |  | * | [6 empty] | 1 |  | 1 | 0.064923 |  | 0.064923 | 31.0649 |  |  | * |  |  | None | *
6 | 45-304L-0192 | STEEL,304L,S/S,14GA,60X144 | 0 | Purchased Item | Active |  | 1 | 1 |  |  |  | Item | 0.167 | SFT | 100 | 1 | 0.167 | Date |  |  | 2024-09-30 15:41 |  | * | [6 empty] | 0.167 |  | 1 | 20 |  | 0 | 21 |  |  | * |  |  | None | *
6 | IP-58625_DOC | 14ga SS 304L Solid coil 60 | 0 | Reference Item - Document Management | Active |  | 99999 | 1 |  |  |  | Item | 1 | EA | 100 | 1 | 1 | Date |  |  | 2024-09-30 15:41 |  | * | [6 empty] | 1 |  | 1 | 30 |  | 0 | 30 | [5 empty] | None
5 | 75-SCWH-14-114S | 1/4-14X1 1/4"S.DRILL HEAX HEAD 410SS | 0 | Purchased Item | Active |  | 7 | 1 |  |  |  | Item | 7 | EA | 100 | 1 | 7 | Date |  |  | 2024-09-30 15:41 |  | * | [6 empty] | 7 |  | 1 | 20 |  | 0 | 21 |  |  | * |  |  | None | *
5 | 05-CG-H8400 | HEYCO-FLEX LIQUID TIGHT CONDUIT FITTINGS, BLACK, PN 8400 | 0 | Purchased Item | Active |  | 8 | 1 |  |  |  | Item | 3 | EA | 100 | 1 | 3 | Date |  |  | 2024-09-30 15:41 |  | * | [6 empty] | 3 |  | 1 | 20 |  | 0 | 21 |  |  | * |  |  | None | *
4 | 05-OUTL-0135 | 4 X 4 GALV JBOX COVER | 0 | Purchased Item | Active |  | 2 | 1 |  |  |  | Item | 4 | EA | 100 | 1 | 4 | Date |  |  | 2024-09-30 15:41 |  | * | [6 empty] | 4 |  | 1 | 15 |  | 0 | 16 |  |  | * |  |  | None | *
4 | - MCYSC4-SMA-58577 | Electrical Mechanical Assembly | 0 | Sub-assembly | Active |  | 4 | 1 |  |  |  | Item | 1 | EA | 100 | 1 | 1 | Date |  |  | 2024-09-30 15:41 |  | * | [6 empty] | 1 |  | 1 | 0 |  | 0.064923 | 23.0649 |  |  | * |  |  | None | *
5 | - IP-58576 | 14ga GA Brt coil 60 | M | Sub-assembly | Active |  | 1 | 1 |  |  |  | Item | 1 | EA | 100 | 1 | 1 | Date |  |  | 2024-09-30 15:41 |  | * | [6 empty] | 1 |  | 1 | 0.064923 |  | 0.064923 | 22.0649 |  |  | * |  |  | None | *
6 | 45-304L-0192 | STEEL,304L,S/S,14GA,60X144 | 0 | Purchased Item | Active |  | 1 | 1 |  |  |  | Item | 0.333 | SFT | 100 | 1 | 0.333 | Date |  |  | 2024-09-30 15:41 |  | * | [6 empty] | 0.333 |  | 1 | 20 |  | 0 | 21 |  |  | * |  |  | None | *
6 | IP-58576_DOC | 14ga GA Brt coil 60 | 0 | Reference Item - Document Management | Active |  | 99999 | 1 |  |  |  | Item | 1 | EA | 100 | 1 | 1 | Date |  |  | 2024-09-30 15:41 |  | * | [6 empty] | 1 |  | 1 |  |  | 0 | 0 | [5 empty] | None
5 | - IP-58631 | 14ga SS 304L Solid 60x144 | M | Sub-assembly | Active |  | 2 | 1 |  |  |  | Item | 1 | EA | 100 | 1 | 1 | Date |  |  | 2024-09-30 15:41 |  | * | [6 empty] | 1 |  | 1 | 0.064923 |  | 0.064923 | 22.0649 |  |  | * |  |  | None | *
6 | 45-304L-0192 | STEEL,304L,S/S,14GA,60X144 | 0 | Purchased Item | Active |  | 1 | 1 |  |  |  | Item | 0.167 | SFT | 100 | 1 | 0.167 | Date |  |  | 2024-09-30 15:41 |  | * | [6 empty] | 0.167 |  | 1 | 20 |  | 0 | 21 |  |  | * |  |  | None | *
6 | IP-58631_DOC | 14ga SS 304L Solid coil 60 | 0 | Reference Item - Document Management | Active |  | 99999 | 1 |  |  |  | Item | 1 | EA | 100 | 1 | 1 | Date |  |  | 2024-09-30 15:41 |  | * | [6 empty] | 1 |  | 1 |  |  | 0 | 0 | [5 empty] | None
5 | 05-CONN-0101 | 1/2" EMT COMPRESSION CONNECTOR, RAIN TIGHT | 0 | Purchased Item | Active |  | 3 | 1 |  |  |  | Item | 3 | EA | 100 | 1 | 3 | Date |  |  | 2024-09-30 15:41 |  | * | [6 empty] | 3 |  | 1 | 15 |  | 0 | 16 |  |  | * |  |  | None | *
5 | 05-STRP-0100 | STRAP,EMT,1_HOLE,.5 | 0 | Purchased Item | Active |  | 4 | 1 |  |  |  | Item | 3 | EA | 100 | 1 | 3 | Date |  |  | 2024-09-30 15:41 |  | * | [6 empty] | 3 |  | 1 | 15 |  | 0 | 16 |  |  | * |  |  | None | *
5 | 05-OBOX-0125 | 4" SQUARE DEEP OUTLET BOX | 0 | Purchased Item | Active |  | 5 | 1 |  |  |  | Item | 2 | EA | 100 | 1 | 2 | Date |  |  | 2024-09-30 15:41 |  | * | [6 empty] | 2 |  | 1 | 15 |  | 0 | 16 |  |  | * |  |  | None | *
5 | - IP-58630 | 14ga SS 304L Solid 60x144 | M | Sub-assembly | Active |  | 6 | 1 |  |  |  | Item | 1 | EA | 100 | 1 | 1 | Date |  |  | 2024-09-30 15:41 |  | * | [6 empty] | 1 |  | 1 | 0.064923 |  | 0.064923 | 22.0649 |  |  | * |  |  | None | *
6 | 45-304L-0192 | STEEL,304L,S/S,14GA,60X144 | 0 | Purchased Item | Active |  | 1 | 1 |  |  |  | Item | 0.167 | SFT | 100 | 1 | 0.167 | Date |  |  | 2024-09-30 15:41 |  | * | [6 empty] | 0.167 |  | 1 | 20 |  | 0 | 21 |  |  | * |  |  | None | *
6 | IP-58630_DOC | 14ga SS 304L Solid coil 60 | 0 | Reference Item - Document Management | Active |  | 99999 | 1 |  |  |  | Item | 1 | EA | 100 | 1 | 1 | Date |  |  | 2024-09-30 15:41 |  | * | [6 empty] | 1 |  | 1 |  |  | 0 | 0 | [5 empty] | None
5 | 05-CONN-0125 | 3/4" EMT COMPRESSION CONNECTOR, RAIN TIGHT | 0 | Purchased Item | Active |  | 7 | 1 |  |  |  | Item | 1 | EA | 100 | 1 | 1 | Date |  |  | 2024-09-30 15:41 |  | * | [6 empty] | 1 |  | 1 | 10 |  | 0 | 11 |  |  | * |  |  | None | *
5 | 75-SCWH-14-114S | 1/4-14X1 1/4"S.DRILL HEAX HEAD 410SS | 0 | Purchased Item | Active |  | 8 | 1 |  |  |  | Item | 7 | EA | 100 | 1 | 7 | Date |  |  | 2024-09-30 15:41 |  | * | [6 empty] | 7 |  | 1 | 20 |  | 0 | 21 |  |  | * |  |  | None | *
5 | 05-CG-H8400 | HEYCO-FLEX LIQUID TIGHT CONDUIT FITTINGS, BLACK, PN 8400 | 0 | Purchased Item | Active |  | 9 | 1 |  |  |  | Item | 3 | EA | 100 | 1 | 3 | Date |  |  | 2024-09-30 15:41 |  | * | [6 empty] | 3 |  | 1 | 20 |  | 0 | 21 |  |  | * |  |  | None | *
4 | MCYSC4-SMA-58579_DOC | Fan Electrical Mechanical Assembly | 0 | Reference Item - Document Management | Active |  | 99999 | 1 |  |  |  | Item | 1 | EA | 100 | 1 | 1 | Date |  |  | 2024-09-30 15:41 |  | * | [6 empty] | 1 |  | 1 |  |  | 0 | 0 | [5 empty] | None
3 | - MCYSC4-SEA-57802 | Hose holder | 0 | Sub-assembly | Active |  | 106 | 1 |  |  |  | Item | 22 | EA | 100 | 1 | 22 | Date |  |  | 2024-09-30 15:41 |  | * | [6 empty] | 22 |  | 1 | 0 |  | 0 | 42 |  |  | * |  |  | None | *
4 | 75-SCWR-818-34 | SELF DRILLING SCREW 8-18, 3/4" LENGTH, ZINC PLATED PAN HEAD PHILLIPS, PART NO. 94060A197 | 0 | Purchased Item | Active |  | 1 | 1 |  |  |  | Item | 2 | EA | 100 | 1 | 44 | Date |  |  | 2024-09-30 15:41 |  | * | [6 empty] | 44 |  | 1 | 40 |  | 0 | 41 |  |  | * |  |  | None | *
4 | 17-STRAP-18-2H | TUBE STRAP WROT COPPER 1/8" TWO HOLES | 0 | Purchased Item | Active |  | 2 | 1 |  |  |  | Item | 1 | EA | 100 | 1 | 22 | Date |  |  | 2024-09-30 15:41 |  | * | [6 empty] | 22 |  | 1 | 20 |  | 0 | 21 |  |  | * |  |  | None | *
3 | 05-JBOX-N3R03 | J-BOX N3R 6X6X4 W/O KNOCKOUTS | 0 | Purchased Item | Active |  | 107 | 1 |  |  |  | Item | 2 | EA | 100 | 1 | 2 | Date |  |  | 2024-09-30 15:41 |  | * | [6 empty] | 2 |  | 1 | 15 |  | 0 | 16 |  |  | * |  |  | None | *
3 | - MCYSC4-SMA-58582 | BOX FOR SPLIT CONNECTORS | 0 | Sub-assembly | Active |  | 108 | 1 |  |  |  | Item | 1 | EA | 100 | 1 | 1 | Date |  |  | 2024-09-30 15:41 |  | * | [6 empty] | 1 |  | 1 | 0 |  | 0.064923 | 22 |  |  | * |  |  | None | *
4 | 05-WH-SC836NK | TYPE 1 LAY-IN WIREWAY, SCREW COVER W/O KNOCKOUTS, STRAIGHT SECTION 36", P/N CWSC836NK | 0 | Purchased Item | Active |  | 1 | 1 |  |  |  | Item | 1 | EA | 100 | 1 | 1 | Date |  |  | 2024-09-30 15:41 |  | * | [6 empty] | 1 |  | 1 | 15 |  | 0 | 16 |  |  | * |  |  | None | *
4 | 05-CONN-0101 | 1/2" EMT COMPRESSION CONNECTOR, RAIN TIGHT | 0 | Purchased Item | Active |  | 2 | 1 |  |  |  | Item | 1 | EA | 100 | 1 | 1 | Date |  |  | 2024-09-30 15:41 |  | * | [6 empty] | 1 |  | 1 | 15 |  | 0 | 16 |  |  | * |  |  | None | *
4 | - IP-58583 | 16ga GA Brt coil 60 | M | Sub-assembly | Active |  | 3 | 1 |  |  |  | Item | 2 | EA | 100 | 1 | 2 | Date |  |  | 2024-09-30 15:41 |  | * | [6 empty] | 2 |  | 1 | 0.064923 |  | 0.064923 | 17.0649 |  |  | * |  |  | None | *
5 | 45-GALC-0275 | STEEL,GALV,G90,16 GA,60" COIL | 0 | Purchased Item | Active |  | 1 | 1 |  |  |  | Item | 0.583 | SFT | 100 | 1 | 1.166 | Date |  |  | 2024-09-30 15:41 |  | * | [6 empty] | 1.166 |  | 1 | 15 |  | 0 | 16 |  |  | * |  |  | None | *
5 | IP-58583_DOC | 16ga GA Brt coil 60 | 0 | Reference Item - Document Management | Active |  | 99999 | 1 |  |  |  | Item | 1 | EA | 100 | 1 | 2 | Date |  |  | 2024-09-30 15:41 |  | * | [6 empty] | 2 |  | 1 |  |  | 0 | 0 | [5 empty] | None
4 | 75-NH-1032-P | ZINC PLATED -FINE THREADS -HEX NUT -#10 -32 THREADS PER INCH | 0 | Purchased Item | Active |  | 4 | 1 |  |  |  | Item | 4 | EA | 100 | 1 | 4 | Date |  |  | 2024-09-30 15:41 |  | * | [6 empty] | 4 |  | 1 | 5 |  | 0 | 6 |  |  | * |  |  | None | *
4 | 75-SCWP-1032-12 | 10-32 X 1/2 PHIL PAN PLATED | 0 | Purchased Item | Active |  | 5 | 1 |  |  |  | Item | 8 | EA | 100 | 1 | 8 | Date |  |  | 2024-09-30 15:41 |  | * | [6 empty] | 8 |  | 1 | 20 |  | 0 | 21 |  |  | * |  |  | None | *
4 | 05-CONN-0135 | 1-1/4" EMT COMPRESSION CONNECTOR, RAIN TIGHT | 0 | Purchased Item | Active |  | 6 | 1 |  |  |  | Item | 1 | EA | 100 | 1 | 1 | Date |  |  | 2024-09-30 15:41 |  | * | [6 empty] | 1 |  | 1 | 20 |  | 0 | 21 |  |  | * |  |  | None | *
4 | 05-CONN-0443 | FLEX CONNECTOR SQUEEZE TYPE 1 1/4" PN 1711DC | 0 | Purchased Item | Active |  | 7 | 1 |  |  |  | Item | 1 | EA | 100 | 1 | 1 | Date |  |  | 2024-09-30 15:41 |  | * | [6 empty] | 1 |  | 1 | 15 |  | 0 | 16 |  |  | * |  |  | None | *
4 | 05-CONN-0125 | 3/4" EMT COMPRESSION CONNECTOR, RAIN TIGHT | 0 | Purchased Item | Active |  | 8 | 1 |  |  |  | Item | 1 | EA | 100 | 1 | 1 | Date |  |  | 2024-09-30 15:41 |  | * | [6 empty] | 1 |  | 1 | 10 |  | 0 | 11 |  |  | * |  |  | None | *
4 | 05-CONN-0440 | FLEX CONNECTOR SQUEEZE TYPE 1/2"PN 1708DC | 0 | Purchased Item | Active |  | 9 | 1 |  |  |  | Item | 1 | EA | 100 | 1 | 1 | Date |  |  | 2024-09-30 15:41 |  | * | [6 empty] | 1 |  | 1 | 15 |  | 0 | 16 |  |  | * |  |  | None | *
4 | 05-CONN-0441 | FLEX CONNECTOR SQUEEZE TYPE 3/4"PN 1709DC | 0 | Purchased Item | Active |  | 10 | 1 |  |  |  | Item | 1 | EA | 100 | 1 | 1 | Date |  |  | 2024-09-30 15:41 |  | * | [6 empty] | 1 |  | 1 | 15 |  | 0 | 16 |  |  | * |  |  | None | *
4 | 05-CP-CP8NK | CLOSING PLATE W/O KNOCKOUTS, HAMMOND P/N CWCP8NK | 0 | Purchased Item | Active |  | 11 | 1 |  |  |  | Item | 2 | EA | 100 | 1 | 2 | Date |  |  | 2024-09-30 15:41 |  | * | [6 empty] | 2 |  | 1 | 15 |  | 0 | 16 |  |  | * |  |  | None | *
3 | 05-COVER-0107 | 1-GANG WEATHERPROOF IN-USE COVER, EXTRA DUTY®, 16-IN-1, 2-3/4 IN. DEEP, GRAY TAYMAC MM420G | 0 | Purchased Item | Active |  | 109 | 1 |  |  |  | Item | 2 | EA | 100 | 1 | 2 | Date |  |  | 2024-09-30 15:41 |  | * | [6 empty] | 2 |  | 1 | 15 |  | 0 | 16 |  |  | * |  |  | None | *
3 | - MCYSC4-SMA-58585 | BOX FOR SPLIT CONNECTORS | 0 | Sub-assembly | Active |  | 110 | 1 |  |  |  | Item | 1 | EA | 100 | 1 | 1 | Date |  |  | 2024-09-30 15:41 |  | * | [6 empty] | 1 |  | 1 | 0 |  | 0.064923 | 22 |  |  | * |  |  | None | *
4 | 05-WH-SC836NK | TYPE 1 LAY-IN WIREWAY, SCREW COVER W/O KNOCKOUTS, STRAIGHT SECTION 36", P/N CWSC836NK | 0 | Purchased Item | Active |  | 1 | 1 |  |  |  | Item | 1 | EA | 100 | 1 | 1 | Date |  |  | 2024-09-30 15:41 |  | * | [6 empty] | 1 |  | 1 | 15 |  | 0 | 16 |  |  | * |  |  | None | *
4 | 05-CONN-0101 | 1/2" EMT COMPRESSION CONNECTOR, RAIN TIGHT | 0 | Purchased Item | Active |  | 2 | 1 |  |  |  | Item | 1 | EA | 100 | 1 | 1 | Date |  |  | 2024-09-30 15:41 |  | * | [6 empty] | 1 |  | 1 | 15 |  | 0 | 16 |  |  | * |  |  | None | *
4 | - IP-58583 | 16ga GA Brt coil 60 | M | Sub-assembly | Active |  | 3 | 1 |  |  |  | Item | 2 | EA | 100 | 1 | 2 | Date |  |  | 2024-09-30 15:41 |  | * | [6 empty] | 2 |  | 1 | 0.064923 |  | 0.064923 | 17.0649 |  |  | * |  |  | None | *
5 | 45-GALC-0275 | STEEL,GALV,G90,16 GA,60" COIL | 0 | Purchased Item | Active |  | 1 | 1 |  |  |  | Item | 0.583 | SFT | 100 | 1 | 1.166 | Date |  |  | 2024-09-30 15:41 |  | * | [6 empty] | 1.166 |  | 1 | 15 |  | 0 | 16 |  |  | * |  |  | None | *
5 | IP-58583_DOC | 16ga GA Brt coil 60 | 0 | Reference Item - Document Management | Active |  | 99999 | 1 |  |  |  | Item | 1 | EA | 100 | 1 | 2 | Date |  |  | 2024-09-30 15:41 |  | * | [6 empty] | 2 |  | 1 |  |  | 0 | 0 | [5 empty] | None
4 | 75-NH-1032-P | ZINC PLATED -FINE THREADS -HEX NUT -#10 -32 THREADS PER INCH | 0 | Purchased Item | Active |  | 4 | 1 |  |  |  | Item | 4 | EA | 100 | 1 | 4 | Date |  |  | 2024-09-30 15:41 |  | * | [6 empty] | 4 |  | 1 | 5 |  | 0 | 6 |  |  | * |  |  | None | *
4 | 75-SCWP-1032-12 | 10-32 X 1/2 PHIL PAN PLATED | 0 | Purchased Item | Active |  | 5 | 1 |  |  |  | Item | 8 | EA | 100 | 1 | 8 | Date |  |  | 2024-09-30 15:41 |  | * | [6 empty] | 8 |  | 1 | 20 |  | 0 | 21 |  |  | * |  |  | None | *
4 | 05-CONN-0135 | 1-1/4" EMT COMPRESSION CONNECTOR, RAIN TIGHT | 0 | Purchased Item | Active |  | 6 | 1 |  |  |  | Item | 1 | EA | 100 | 1 | 1 | Date |  |  | 2024-09-30 15:41 |  | * | [6 empty] | 1 |  | 1 | 20 |  | 0 | 21 |  |  | * |  |  | None | *
4 | 05-CONN-0443 | FLEX CONNECTOR SQUEEZE TYPE 1 1/4" PN 1711DC | 0 | Purchased Item | Active |  | 7 | 1 |  |  |  | Item | 1 | EA | 100 | 1 | 1 | Date |  |  | 2024-09-30 15:41 |  | * | [6 empty] | 1 |  | 1 | 15 |  | 0 | 16 |  |  | * |  |  | None | *
4 | 05-CONN-0125 | 3/4" EMT COMPRESSION CONNECTOR, RAIN TIGHT | 0 | Purchased Item | Active |  | 8 | 1 |  |  |  | Item | 1 | EA | 100 | 1 | 1 | Date |  |  | 2024-09-30 15:41 |  | * | [6 empty] | 1 |  | 1 | 10 |  | 0 | 11 |  |  | * |  |  | None | *
4 | 05-CONN-0440 | FLEX CONNECTOR SQUEEZE TYPE 1/2"PN 1708DC | 0 | Purchased Item | Active |  | 9 | 1 |  |  |  | Item | 1 | EA | 100 | 1 | 1 | Date |  |  | 2024-09-30 15:41 |  | * | [6 empty] | 1 |  | 1 | 15 |  | 0 | 16 |  |  | * |  |  | None | *
4 | 05-CONN-0441 | FLEX CONNECTOR SQUEEZE TYPE 3/4"PN 1709DC | 0 | Purchased Item | Active |  | 10 | 1 |  |  |  | Item | 1 | EA | 100 | 1 | 1 | Date |  |  | 2024-09-30 15:41 |  | * | [6 empty] | 1 |  | 1 | 15 |  | 0 | 16 |  |  | * |  |  | None | *
4 | 05-CP-CP8NK | CLOSING PLATE W/O KNOCKOUTS, HAMMOND P/N CWCP8NK | 0 | Purchased Item | Active |  | 11 | 1 |  |  |  | Item | 2 | EA | 100 | 1 | 2 | Date |  |  | 2024-09-30 15:41 |  | * | [6 empty] | 2 |  | 1 | 15 |  | 0 | 16 |  |  | * |  |  | None | *
3 | 05-OUTL-0156 | LIQ. TIGHT BOX 2x4 3 HOLES ¿ | 0 | Purchased Item | Active |  | 111 | 1 |  |  |  | Item | 4 | EA | 100 | 1 | 4 | Date |  |  | 2024-09-30 15:41 |  | * | [6 empty] | 4 |  | 1 | 20 |  | 0 | 21 |  |  | * |  |  | None | *
3 | - IP-58714 | ALUM FLEX CONDUIT 3/8" | 0 | Sub-assembly | Active |  | 112 | 1 |  |  |  | Item | 1 | EA | 100 | 1 | 1 | Date |  |  | 2024-09-30 15:41 |  | * | [6 empty] | 1 |  | 1 | 0 |  | 0 | 17 |  |  | * |  |  | None | *
4 | 05-FLEX-0102 | ALUM FLEX CONDUIT 3/8" | 0 | Purchased Item | Active |  | 1 | 1 |  |  |  | Item | 2.0992 | FT | 100 | 1 | 2.0992 | Date |  |  | 2024-09-30 15:41 |  | * | [6 empty] | 2.0992 |  | 1 | 15 |  | 0 | 16 |  |  | * |  |  | None | *
3 | 10-COV-1416164L | 16" X 14" METAL SNAP LATCH HINGED SOLID/OPAQUE COVER # AMHMI164L | 0 | Purchased Item | Active |  | 113 | 1 |  |  |  | Item | 2 | EA | 100 | 1 | 2 | Date |  |  | 2024-09-30 15:41 |  | * | [6 empty] | 2 |  | 1 | 25 |  | 0 | 26 |  |  | * |  |  | None | *
3 | - IP-58713 | ALUM FLEX CONDUIT 3/8" | 0 | Sub-assembly | Active |  | 114 | 1 |  |  |  | Item | 1 | EA | 100 | 1 | 1 | Date |  |  | 2024-09-30 15:41 |  | * | [6 empty] | 1 |  | 1 | 0 |  | 0 | 17 |  |  | * |  |  | None | *
4 | 05-FLEX-0102 | ALUM FLEX CONDUIT 3/8" | 0 | Purchased Item | Active |  | 1 | 1 |  |  |  | Item | 0.97525 | FT | 100 | 1 | 0.97525 | Date |  |  | 2024-09-30 15:41 |  | * | [6 empty] | 0.97525 |  | 1 | 15 |  | 0 | 16 |  |  | * |  |  | None | *
3 | 05-NIPL-0200 | CHASE NIPPLE 1-1/2 | 0 | Purchased Item | Active |  | 115 | 1 |  |  |  | Item | 2 | EA | 100 | 1 | 2 | Date |  |  | 2024-09-30 15:41 |  | * | [6 empty] | 2 |  | 1 | 15 |  | 0 | 16 |  |  | * |  |  | None | *
3 | - IP-58712 | ALUM FLEX CONDUIT 3/8" | 0 | Sub-assembly | Active |  | 116 | 1 |  |  |  | Item | 1 | EA | 100 | 1 | 1 | Date |  |  | 2024-09-30 15:41 |  | * | [6 empty] | 1 |  | 1 | 0 |  | 0 | 17 |  |  | * |  |  | None | *
4 | 05-FLEX-0102 | ALUM FLEX CONDUIT 3/8" | 0 | Purchased Item | Active |  | 1 | 1 |  |  |  | Item | 0.97925 | FT | 100 | 1 | 0.97925 | Date |  |  | 2024-09-30 15:41 |  | * | [6 empty] | 0.97925 |  | 1 | 15 |  | 0 | 16 |  |  | * |  |  | None | *
3 | 16-FITT-0140 | DUB-BARB 1/4"X1/4" UNION BRASS | 0 | Purchased Item | Active |  | 117 | 1 |  |  |  | Item | 2 | EA | 100 | 1 | 2 | Date |  |  | 2024-09-30 15:41 |  | * | [6 empty] | 2 |  | 1 | 45 |  | 0 | 46 |  |  | * |  |  | None | *
3 | - MCYSC4-SMA-58581 | Fan Electrical Mechanical Assembly | L | Sub-assembly | Active |  | 118 | 1 |  |  |  | Item | 2 | EA | 100 | 1 | 2 | Date |  |  | 2024-09-30 15:41 |  | * | [6 empty] | 2 |  | 1 | 1.0821 |  | 1.147 | 34.147 |  |  | * |  |  | None | *
4 | - MCYSC4-SMA-58578 | Electrical Mechanical Assembly | 0 | Sub-assembly | Active |  | 1 | 1 |  |  |  | Item | 1 | EA | 100 | 1 | 2 | Date |  |  | 2024-09-30 15:41 |  | * | [6 empty] | 2 |  | 1 | 0 |  | 0.064923 | 32.0649 |  |  | * |  |  | None | *
5 | - IP-58576 | 14ga GA Brt coil 60 | M | Sub-assembly | Active |  | 1 | 1 |  |  |  | Item | 1 | EA | 100 | 1 | 2 | Date |  |  | 2024-09-30 15:41 |  | * | [6 empty] | 2 |  | 1 | 0.064923 |  | 0.064923 | 22.0649 |  |  | * |  |  | None | *
6 | 45-304L-0192 | STEEL,304L,S/S,14GA,60X144 | 0 | Purchased Item | Active |  | 1 | 1 |  |  |  | Item | 0.333 | SFT | 100 | 1 | 0.666 | Date |  |  | 2024-09-30 15:41 |  | * | [6 empty] | 0.666 |  | 1 | 20 |  | 0 | 21 |  |  | * |  |  | None | *
6 | IP-58576_DOC | 14ga GA Brt coil 60 | 0 | Reference Item - Document Management | Active |  | 99999 | 1 |  |  |  | Item | 1 | EA | 100 | 1 | 2 | Date |  |  | 2024-09-30 15:41 |  | * | [6 empty] | 2 |  | 1 |  |  | 0 | 0 | [5 empty] | None
5 | 05-CONN-0101 | 1/2" EMT COMPRESSION CONNECTOR, RAIN TIGHT | 0 | Purchased Item | Active |  | 2 | 1 |  |  |  | Item | 2 | EA | 100 | 1 | 4 | Date |  |  | 2024-09-30 15:41 |  | * | [6 empty] | 4 |  | 1 | 15 |  | 0 | 16 |  |  | * |  |  | None | *
5 | 05-STRP-0100 | STRAP,EMT,1_HOLE,.5 | 0 | Purchased Item | Active |  | 3 | 1 |  |  |  | Item | 3 | EA | 100 | 1 | 6 | Date |  |  | 2024-09-30 15:41 |  | * | [6 empty] | 6 |  | 1 | 15 |  | 0 | 16 |  |  | * |  |  | None | *
5 | 05-OBOX-0125 | 4" SQUARE DEEP OUTLET BOX | 0 | Purchased Item | Active |  | 4 | 1 |  |  |  | Item | 2 | EA | 100 | 1 | 4 | Date |  |  | 2024-09-30 15:41 |  | * | [6 empty] | 4 |  | 1 | 15 |  | 0 | 16 |  |  | * |  |  | None | *
5 | - IP-58632 | 14ga SS 304L Solid 60x144 | M | Sub-assembly | Active |  | 5 | 1 |  |  |  | Item | 1 | EA | 100 | 1 | 2 | Date |  |  | 2024-09-30 15:41 |  | * | [6 empty] | 2 |  | 1 | 0.064923 |  | 0.064923 | 22.0649 |  |  | * |  |  | None | *
6 | 45-304L-0192 | STEEL,304L,S/S,14GA,60X144 | 0 | Purchased Item | Active |  | 1 | 1 |  |  |  | Item | 0.167 | SFT | 100 | 1 | 0.334 | Date |  |  | 2024-09-30 15:41 |  | * | [6 empty] | 0.334 |  | 1 | 20 |  | 0 | 21 |  |  | * |  |  | None | *
6 | IP-58632_DOC | 14ga SS 304L Solid coil 60 | 0 | Reference Item - Document Management | Active |  | 99999 | 1 |  |  |  | Item | 1 | EA | 100 | 1 | 2 | Date |  |  | 2024-09-30 15:41 |  | * | [6 empty] | 2 |  | 1 |  |  | 0 | 0 | [5 empty] | None
5 | - IP-58625 | 14ga SS 304L Solid 60x144 | M | Sub-assembly | Active |  | 6 | 1 |  |  |  | Item | 1 | EA | 100 | 1 | 2 | Date |  |  | 2024-09-30 15:41 |  | * | [6 empty] | 2 |  | 1 | 0.064923 |  | 0.064923 | 31.0649 |  |  | * |  |  | None | *
6 | 45-304L-0192 | STEEL,304L,S/S,14GA,60X144 | 0 | Purchased Item | Active |  | 1 | 1 |  |  |  | Item | 0.167 | SFT | 100 | 1 | 0.334 | Date |  |  | 2024-09-30 15:41 |  | * | [6 empty] | 0.334 |  | 1 | 20 |  | 0 | 21 |  |  | * |  |  | None | *
6 | IP-58625_DOC | 14ga SS 304L Solid coil 60 | 0 | Reference Item - Document Management | Active |  | 99999 | 1 |  |  |  | Item | 1 | EA | 100 | 1 | 2 | Date |  |  | 2024-09-30 15:41 |  | * | [6 empty] | 2 |  | 1 | 30 |  | 0 | 30 | [5 empty] | None
5 | 75-SCWH-14-114S | 1/4-14X1 1/4"S.DRILL HEAX HEAD 410SS | 0 | Purchased Item | Active |  | 7 | 1 |  |  |  | Item | 7 | EA | 100 | 1 | 14 | Date |  |  | 2024-09-30 15:41 |  | * | [6 empty] | 14 |  | 1 | 20 |  | 0 | 21 |  |  | * |  |  | None | *
5 | 05-CG-H8400 | HEYCO-FLEX LIQUID TIGHT CONDUIT FITTINGS, BLACK, PN 8400 | 0 | Purchased Item | Active |  | 8 | 1 |  |  |  | Item | 3 | EA | 100 | 1 | 6 | Date |  |  | 2024-09-30 15:41 |  | * | [6 empty] | 6 |  | 1 | 20 |  | 0 | 21 |  |  | * |  |  | None | *
4 | - MCYSC4-SMA-58581_RUNS.NEW | Tubes and Pipes | 0 | Sub-assembly | Active |  | 2 | 1 |  |  |  | Item | 1 | EA | 100 | 1 | 2 | Date |  |  | 2024-09-30 15:41 |  | * | [6 empty] | 2 |  | 1 | 0 |  | 0 | 19 |  |  | * |  |  | None | *
5 | - MCYSC4-SMA-58581.RUN01 | Tube and Pipes | 0 | Sub-assembly | Active |  | 1 | 1 |  |  |  | Item | 1 | EA | 100 | 1 | 2 | Date |  |  | 2024-09-30 15:41 |  | * | [6 empty] | 2 |  | 1 | 0 |  | 0 | 18 |  |  | * |  |  | None | *
6 | - PISWEEP.1681333365701 | EMT COUNDUIT 1/2" | 0 | Sub-assembly | Active |  | 1 | 1 |  |  |  | Item | 1 | EA | 100 | 1 | 2 | Date |  |  | 2024-09-30 15:41 |  | * | [6 empty] | 2 |  | 1 | 0 |  | 0 | 17 |  |  | * |  |  | None | *
7 | 05-EMT-0100 | EMT COUNDUIT 1/2" | 0 | Purchased Item | Active |  | 1 | 1 |  |  |  | Item | 2.5 | FT | 100 | 1 | 5 | Date |  |  | 2024-09-30 15:41 |  | * | [6 empty] | 5 |  | 1 | 15 |  | 0 | 16 |  |  | * |  |  | None | *
6 | - PISWEEP.1681333365966 | EMT COUNDUIT 1/2" | 0 | Sub-assembly | Active |  | 2 | 1 |  |  |  | Item | 1 | EA | 100 | 1 | 2 | Date |  |  | 2024-09-30 15:41 |  | * | [6 empty] | 2 |  | 1 | 0 |  | 0 | 17 |  |  | * |  |  | None | *
7 | 05-EMT-0100 | EMT COUNDUIT 1/2" | 0 | Purchased Item | Active |  | 1 | 1 |  |  |  | Item | 2.5 | FT | 100 | 1 | 5 | Date |  |  | 2024-09-30 15:41 |  | * | [6 empty] | 5 |  | 1 | 15 |  | 0 | 16 |  |  | * |  |  | None | *
4 | - MCYSC4-SMA-58580 | Electrical Mechanical Assembly | 0 | Sub-assembly | Active |  | 3 | 1 |  |  |  | Item | 1 | EA | 100 | 1 | 2 | Date |  |  | 2024-09-30 15:41 |  | * | [6 empty] | 2 |  | 1 | 0 |  | 0.064923 | 32.0649 |  |  | * |  |  | None | *
5 | - IP-58576 | 14ga GA Brt coil 60 | M | Sub-assembly | Active |  | 1 | 1 |  |  |  | Item | 1 | EA | 100 | 1 | 2 | Date |  |  | 2024-09-30 15:41 |  | * | [6 empty] | 2 |  | 1 | 0.064923 |  | 0.064923 | 22.0649 |  |  | * |  |  | None | *
6 | 45-304L-0192 | STEEL,304L,S/S,14GA,60X144 | 0 | Purchased Item | Active |  | 1 | 1 |  |  |  | Item | 0.333 | SFT | 100 | 1 | 0.666 | Date |  |  | 2024-09-30 15:41 |  | * | [6 empty] | 0.666 |  | 1 | 20 |  | 0 | 21 |  |  | * |  |  | None | *
6 | IP-58576_DOC | 14ga GA Brt coil 60 | 0 | Reference Item - Document Management | Active |  | 99999 | 1 |  |  |  | Item | 1 | EA | 100 | 1 | 2 | Date |  |  | 2024-09-30 15:41 |  | * | [6 empty] | 2 |  | 1 |  |  | 0 | 0 | [5 empty] | None
5 | 05-CONN-0101 | 1/2" EMT COMPRESSION CONNECTOR, RAIN TIGHT | 0 | Purchased Item | Active |  | 2 | 1 |  |  |  | Item | 3 | EA | 100 | 1 | 6 | Date |  |  | 2024-09-30 15:41 |  | * | [6 empty] | 6 |  | 1 | 15 |  | 0 | 16 |  |  | * |  |  | None | *
5 | 05-STRP-0100 | STRAP,EMT,1_HOLE,.5 | 0 | Purchased Item | Active |  | 3 | 1 |  |  |  | Item | 3 | EA | 100 | 1 | 6 | Date |  |  | 2024-09-30 15:41 |  | * | [6 empty] | 6 |  | 1 | 15 |  | 0 | 16 |  |  | * |  |  | None | *
5 | 05-OBOX-0125 | 4" SQUARE DEEP OUTLET BOX | 0 | Purchased Item | Active |  | 4 | 1 |  |  |  | Item | 2 | EA | 100 | 1 | 4 | Date |  |  | 2024-09-30 15:41 |  | * | [6 empty] | 4 |  | 1 | 15 |  | 0 | 16 |  |  | * |  |  | None | *
5 | - IP-58630 | 14ga SS 304L Solid 60x144 | M | Sub-assembly | Active |  | 5 | 1 |  |  |  | Item | 1 | EA | 100 | 1 | 2 | Date |  |  | 2024-09-30 15:41 |  | * | [6 empty] | 2 |  | 1 | 0.064923 |  | 0.064923 | 22.0649 |  |  | * |  |  | None | *
6 | 45-304L-0192 | STEEL,304L,S/S,14GA,60X144 | 0 | Purchased Item | Active |  | 1 | 1 |  |  |  | Item | 0.167 | SFT | 100 | 1 | 0.334 | Date |  |  | 2024-09-30 15:41 |  | * | [6 empty] | 0.334 |  | 1 | 20 |  | 0 | 21 |  |  | * |  |  | None | *
6 | IP-58630_DOC | 14ga SS 304L Solid coil 60 | 0 | Reference Item - Document Management | Active |  | 99999 | 1 |  |  |  | Item | 1 | EA | 100 | 1 | 2 | Date |  |  | 2024-09-30 15:41 |  | * | [6 empty] | 2 |  | 1 |  |  | 0 | 0 | [5 empty] | None
5 | 05-CONN-0125 | 3/4" EMT COMPRESSION CONNECTOR, RAIN TIGHT | 0 | Purchased Item | Active |  | 6 | 1 |  |  |  | Item | 1 | EA | 100 | 1 | 2 | Date |  |  | 2024-09-30 15:41 |  | * | [6 empty] | 2 |  | 1 | 10 |  | 0 | 11 |  |  | * |  |  | None | *
5 | - IP-58625 | 14ga SS 304L Solid 60x144 | M | Sub-assembly | Active |  | 7 | 1 |  |  |  | Item | 1 | EA | 100 | 1 | 2 | Date |  |  | 2024-09-30 15:41 |  | * | [6 empty] | 2 |  | 1 | 0.064923 |  | 0.064923 | 31.0649 |  |  | * |  |  | None | *
6 | 45-304L-0192 | STEEL,304L,S/S,14GA,60X144 | 0 | Purchased Item | Active |  | 1 | 1 |  |  |  | Item | 0.167 | SFT | 100 | 1 | 0.334 | Date |  |  | 2024-09-30 15:41 |  | * | [6 empty] | 0.334 |  | 1 | 20 |  | 0 | 21 |  |  | * |  |  | None | *
6 | IP-58625_DOC | 14ga SS 304L Solid coil 60 | 0 | Reference Item - Document Management | Active |  | 99999 | 1 |  |  |  | Item | 1 | EA | 100 | 1 | 2 | Date |  |  | 2024-09-30 15:41 |  | * | [6 empty] | 2 |  | 1 | 30 |  | 0 | 30 | [5 empty] | None
5 | 75-SCWH-14-114S | 1/4-14X1 1/4"S.DRILL HEAX HEAD 410SS | 0 | Purchased Item | Active |  | 8 | 1 |  |  |  | Item | 7 | EA | 100 | 1 | 14 | Date |  |  | 2024-09-30 15:41 |  | * | [6 empty] | 14 |  | 1 | 20 |  | 0 | 21 |  |  | * |  |  | None | *
5 | 05-CG-H8400 | HEYCO-FLEX LIQUID TIGHT CONDUIT FITTINGS, BLACK, PN 8400 | 0 | Purchased Item | Active |  | 9 | 1 |  |  |  | Item | 3 | EA | 100 | 1 | 6 | Date |  |  | 2024-09-30 15:41 |  | * | [6 empty] | 6 |  | 1 | 20 |  | 0 | 21 |  |  | * |  |  | None | *
4 | 05-OUTL-0135 | 4 X 4 GALV JBOX COVER | 0 | Purchased Item | Active |  | 4 | 1 |  |  |  | Item | 4 | EA | 100 | 1 | 8 | Date |  |  | 2024-09-30 15:41 |  | * | [6 empty] | 8 |  | 1 | 15 |  | 0 | 16 |  |  | * |  |  | None | *
4 | MCYSC4-SMA-58581_DOC | Fan Electrical Mechanical Assembly | 0 | Reference Item - Document Management | Active |  | 99999 | 1 |  |  |  | Item | 1 | EA | 100 | 1 | 2 | Date |  |  | 2024-09-30 15:41 |  | * | [6 empty] | 2 |  | 1 |  |  | 0 | 0 | [5 empty] | None
3 | 05-OUTL-0110 | 15A TOGGLE SWITCH PART# 1301-7W, ALTERNANTE 660 WG | 0 | Purchased Item | Active |  | 119 | 1 |  |  |  | Item | 4 | EA | 100 | 1 | 4 | Date |  |  | 2024-09-30 15:41 |  | * | [6 empty] | 4 |  | 1 | 15 |  | 0 | 16 |  |  | * |  |  | None | *
3 | 10-DET-KLE-WD10 | SWITCH MOISTURE DECTECTION | 0 | Purchased Item | Active |  | 120 | 1 |  |  |  | Item | 2 | EA | 100 | 1 | 2 | Date |  |  | 2024-09-30 15:41 |  | * | [6 empty] | 2 |  | 1 | 40 |  | 0 | 41 |  |  | * |  |  | None | *
3 | - PIFHOSE.IP-58694 | ALUM FLEX CONDUIT 1/2" | 0 | Sub-assembly | Active |  | 122 | 1 |  |  |  | Item | 1 | EA | 100 | 1 | 1 | Date |  |  | 2024-09-30 15:41 |  | * | [6 empty] | 1 |  | 1 | 0 |  | 0 | 7 |  |  | * |  |  | None | *
4 | 05-FLEX-0100 | ALUM FLEX CONDUIT 1/2" | 0 | Purchased Item | Active |  | 1 | 1 |  |  |  | Item | 2.72 | FT | 100 | 1 | 2.72 | Date |  |  | 2024-09-30 15:41 |  | * | [6 empty] | 2.72 |  | 1 | 5 |  | 0 | 6 |  |  | * |  |  | None | *
3 | - IP-58708 | EMT COUNDUIT 1/2" | 0 | Sub-assembly | Active |  | 123 | 1 |  |  |  | Item | 2 | EA | 100 | 1 | 2 | Date |  |  | 2024-09-30 15:41 |  | * | [6 empty] | 2 |  | 1 | 0 |  | 0 | 17 |  |  | * |  |  | None | *
4 | 05-EMT-0100 | EMT COUNDUIT 1/2" | 0 | Purchased Item | Active |  | 1 | 1 |  |  |  | Item | 3.333 | FT | 100 | 1 | 6.666 | Date |  |  | 2024-09-30 15:41 |  | * | [6 empty] | 6.666 |  | 1 | 15 |  | 0 | 16 |  |  | * |  |  | None | *
3 | - PIFHOSE.IP-58695 | ALUM FLEX CONDUIT 3/4" | 0 | Sub-assembly | Active |  | 124 | 1 |  |  |  | Item | 1 | EA | 100 | 1 | 1 | Date |  |  | 2024-09-30 15:41 |  | * | [6 empty] | 1 |  | 1 | 0 |  | 0 | 7 |  |  | * |  |  | None | *
4 | 05-FLEX-0100 | ALUM FLEX CONDUIT 1/2" | 0 | Purchased Item | Active |  | 1 | 1 |  |  |  | Item | 2.74 | FT | 100 | 1 | 2.74 | Date |  |  | 2024-09-30 15:41 |  | * | [6 empty] | 2.74 |  | 1 | 5 |  | 0 | 6 |  |  | * |  |  | None | *
3 | - IP-58707 | EMT COUNDUIT 1/2" | 0 | Sub-assembly | Active |  | 125 | 1 |  |  |  | Item | 2 | EA | 100 | 1 | 2 | Date |  |  | 2024-09-30 15:41 |  | * | [6 empty] | 2 |  | 1 | 0 |  | 0 | 17 |  |  | * |  |  | None | *
4 | 05-EMT-0100 | EMT COUNDUIT 1/2" | 0 | Purchased Item | Active |  | 1 | 1 |  |  |  | Item | 4.375 | FT | 100 | 1 | 8.75 | Date |  |  | 2024-09-30 15:41 |  | * | [6 empty] | 8.75 |  | 1 | 15 |  | 0 | 16 |  |  | * |  |  | None | *
3 | 75-GROM-0170 | 1/4 IDX 3/8 OD RUBBER GROMMET | 0 | Purchased Item | Active |  | 126 | 1 |  |  |  | Item | 16 | EA | 100 | 1 | 16 | Date |  |  | 2024-09-30 15:41 |  | * | [6 empty] | 16 |  | 1 | 20 |  | 0 | 21 |  |  | * |  |  | None | *
3 | - IP-58706 | EMT COUNDUIT 1/2" | 0 | Sub-assembly | Active |  | 127 | 1 |  |  |  | Item | 2 | EA | 100 | 1 | 2 | Date |  |  | 2024-09-30 15:41 |  | * | [6 empty] | 2 |  | 1 | 0 |  | 0 | 17 |  |  | * |  |  | None | *
4 | 05-EMT-0100 | EMT COUNDUIT 1/2" | 0 | Purchased Item | Active |  | 1 | 1 |  |  |  | Item | 4.3917 | FT | 100 | 1 | 8.7833 | Date |  |  | 2024-09-30 15:41 |  | * | [6 empty] | 8.7833 |  | 1 | 15 |  | 0 | 16 |  |  | * |  |  | None | *
3 | 05-COUP-0250 | EMT TO FLEX COUPLING TOP BITE 1/2" PN ACC50 | 0 | Purchased Item | Active |  | 128 | 1 |  |  |  | Item | 12 | EA | 100 | 1 | 12 | Date |  |  | 2024-09-30 15:41 |  | * | [6 empty] | 12 |  | 1 | 20 |  | 0 | 21 |  |  | * |  |  | None | *
3 | 75-W-14-BN1458 | ZINC PLATED-NEOPRENE WASHER-9/32"ID - 5/8"OD | 0 | Purchased Item | Active |  | 129 | 1 |  |  |  | Item | 6 | EA | 100 | 1 | 6 | Date |  |  | 2024-09-30 15:41 |  | * | [6 empty] | 6 |  | 1 | 40 |  | 0 | 41 |  |  | * |  |  | None | *
3 | 05-COUP-0251 | EMT TO FLEX COUPLING TOP BITE 3/4" PN ACC75 | 0 | Purchased Item | Active |  | 130 | 1 |  |  |  | Item | 6 | EA | 100 | 1 | 6 | Date |  |  | 2024-09-30 15:41 |  | * | [6 empty] | 6 |  | 1 | 20 |  | 0 | 21 |  |  | * |  |  | None | *
3 | 05-COUP-0130 | RIGID COUPLING 1-1/2" | 0 | Purchased Item | Active |  | 131 | 1 |  |  |  | Item | 2 | EA | 100 | 1 | 2 | Date |  |  | 2024-09-30 15:41 |  | * | [6 empty] | 2 |  | 1 | 20 |  | 0 | 21 |  |  | * |  |  | None | *
3 | - IP-58705 | ALUM FLEX CONDUIT 3/8" | 0 | Sub-assembly | Active |  | 132 | 1 |  |  |  | Item | 1 | EA | 100 | 1 | 1 | Date |  |  | 2024-09-30 15:41 |  | * | [6 empty] | 1 |  | 1 | 0 |  | 0 | 17 |  |  | * |  |  | None | *
4 | 05-FLEX-0102 | ALUM FLEX CONDUIT 3/8" | 0 | Purchased Item | Active |  | 1 | 1 |  |  |  | Item | 2.0783 | FT | 100 | 1 | 2.0783 | Date |  |  | 2024-09-30 15:41 |  | * | [6 empty] | 2.0783 |  | 1 | 15 |  | 0 | 16 |  |  | * |  |  | None | *
3 | 75-NH-1213-SS | 304 STAINLESS STEEL-HEX NUT-1/2"-13 THREADS PER INCH | 0 | Purchased Item | Active |  | 133 | 1 |  |  |  | Item | 17 | EA | 100 | 1 | 17 | Date |  |  | 2024-09-30 15:41 |  | * | [6 empty] | 17 |  | 1 | 35 |  | 0 | 36 |  |  | * |  |  | None | *
3 | - IP-58704 | ALUM FLEX CONDUIT 3/8" | 0 | Sub-assembly | Active |  | 134 | 1 |  |  |  | Item | 1 | EA | 100 | 1 | 1 | Date |  |  | 2024-09-30 15:41 |  | * | [6 empty] | 1 |  | 1 | 0 |  | 0 | 17 |  |  | * |  |  | None | *
4 | 05-FLEX-0102 | ALUM FLEX CONDUIT 3/8" | 0 | Purchased Item | Active |  | 1 | 1 |  |  |  | Item | 0.87417 | FT | 100 | 1 | 0.87417 | Date |  |  | 2024-09-30 15:41 |  | * | [6 empty] | 0.87417 |  | 1 | 15 |  | 0 | 16 |  |  | * |  |  | None | *
3 | 30-MPGA-0100 | MAGNEHELIC DIFFERENTIAL PRESSURE GAGE - 2000 MODEL - MODEL # 2001 - RANGE 0 TO 1"- DWYERS INSTRUMENTS | 0 | Purchased Item | Active |  | 135 | 1 |  |  |  | Item | 2 | EA | 100 | 1 | 2 | Date |  |  | 2024-09-30 15:41 |  | * | [6 empty] | 2 |  | 1 | 15 |  | 0 | 16 |  |  | * |  |  | None | *
3 | 10-KLE-OS-120ST | OPERATOR STATION, KELE P/N ST120SL-ST | 0 | Purchased Item | Active |  | 136 | 1 |  |  |  | Item | 2 | EA | 100 | 1 | 2 | Date |  |  | 2024-09-30 15:41 |  | * | [6 empty] | 2 |  | 1 | 30 |  | 0 | 31 |  |  | * |  |  | None | *
3 | - MCYSC4-SMA-68037.iam | GFCI assy (one connector) | 0 | Sub-assembly | Active |  | 137 | 1 |  |  |  | Item | 7 | EA | 100 | 1 | 7 | Date |  |  | 2024-09-30 15:41 |  | * | [6 empty] | 7 |  | 1 | 0 |  | 0 | 22 |  |  | * |  |  | None | *
4 | 05-PLUG-012 | 1/2" WEATHERPROOF CLOSURE PLUG, TOPAZ # WP50 | 0 | Purchased Item | Active |  | 1 | 1 |  |  |  | Item | 2 | EA | 100 | 1 | 14 | Date |  |  | 2024-09-30 15:41 |  | * | [6 empty] | 14 |  | 1 | 15 |  | 0 | 16 |  |  | * |  |  | None | *
4 | 05-COVER-0107 | 1-GANG WEATHERPROOF IN-USE COVER, EXTRA DUTY®, 16-IN-1, 2-3/4 IN. DEEP, GRAY TAYMAC MM420G | 0 | Purchased Item | Active |  | 2 | 1 |  |  |  | Item | 1 | EA | 100 | 1 | 7 | Date |  |  | 2024-09-30 15:41 |  | * | [6 empty] | 7 |  | 1 | 15 |  | 0 | 16 |  |  | * |  |  | None | *
4 | 05-OUTL-0156 | LIQ. TIGHT BOX 2x4 3 HOLES ¿ | 0 | Purchased Item | Active |  | 3 | 1 |  |  |  | Item | 1 | EA | 100 | 1 | 7 | Date |  |  | 2024-09-30 15:41 |  | * | [6 empty] | 7 |  | 1 | 20 |  | 0 | 21 |  |  | * |  |  | None | *
4 | 05-JBOX-0134 | WEATHERPROOF OUTLET BOX SINGLE GANG 24 CUBIC INCH CAPACITY 2-5/8" DEEP , 3 HOLES 1/2" PN TP7074 | 0 | Purchased Item | Active |  | 4 | 1 |  |  |  | Item | 1 | EA | 100 | 1 | 7 | Date |  |  | 2024-09-30 15:41 |  | * | [6 empty] | 7 |  | 1 | 20 |  | 0 | 21 |  |  | * |  |  | None | *
4 | 05-CONN-0101 | 1/2" EMT COMPRESSION CONNECTOR, RAIN TIGHT | 0 | Purchased Item | Active |  | 5 | 1 |  |  |  | Item | 1 | EA | 100 | 1 | 7 | Date |  |  | 2024-09-30 15:41 |  | * | [6 empty] | 7 |  | 1 | 15 |  | 0 | 16 |  |  | * |  |  | None | *
4 | 05-SEAL-0100 | SEAL RING ½", THOMAS AND BETTS MODEL 5262 | 0 | Purchased Item | Active |  | 6 | 1 |  |  |  | Item | 1 | EA | 100 | 1 | 7 | Date |  |  | 2024-09-30 15:41 |  | * | [6 empty] | 7 |  | 1 | 15 |  | 0 | 16 |  |  | * |  |  | None | *
3 | 75-NH-1032-P | ZINC PLATED -FINE THREADS -HEX NUT -#10 -32 THREADS PER INCH | 0 | Purchased Item | Active |  | 138 | 1 |  |  |  | Item | 4 | EA | 100 | 1 | 4 | Date |  |  | 2024-09-30 15:41 |  | * | [6 empty] | 4 |  | 1 | 5 |  | 0 | 6 |  |  | * |  |  | None | *
3 | - IP-63008 | RACEWAY,WIRE,PVC,WHT,1.5Wx3H / | 0 | Sub-assembly | Active |  | 139 | 1 |  |  |  | Item | 2 | EA | 100 | 1 | 2 | Date |  |  | 2024-09-30 15:41 |  | * | [6 empty] | 2 |  | 1 | 0 |  | 0 | 22 |  |  | * |  |  | None | *
4 | 05-PAND-0127 | RACEWAY,WIRE,PVC,WHT,1.5WX3H - MODEL #PC1530-LS-W | 0 | Purchased Item | Active |  | 1 | 1 |  |  |  | Item | 0.003 | FT | 100 | 1 | 0.006 | Date |  |  | 2024-09-30 15:41 |  | * | [6 empty] | 0.006 |  | 1 | 20 |  | 0 | 21 |  |  | * |  |  | None | *
3 | 05-PL.BUSH-0400 | 1 1/4"PLASTIC BUSH MFG PART# 834 TOPAZ | 0 | Purchased Item | Active |  | 140 | 1 |  |  |  | Item | 6 | EA | 100 | 1 | 6 | Date |  |  | 2024-09-30 15:41 |  | * | [6 empty] | 6 |  | 1 | 15 |  | 0 | 16 |  |  | * |  |  | None | *
3 | - MCYSC4-SMA-58575 | Fan Electrical Mechanical Assembly | L | Sub-assembly | Active |  | 141 | 1 |  |  |  | Item | 1 | EA | 100 | 1 | 1 | Date |  |  | 2024-09-30 15:41 |  | * | [6 empty] | 1 |  | 1 | 1.0821 |  | 1.147 | 62.0821 |  |  | * |  |  | None | *
4 | - MCYSC4-SMA-58575_RUNS_NEW | Electrical Mechanical Assembly | 0 | Sub-assembly | Active |  | 1 | 1 |  |  |  | Item | 1 | EA | 100 | 1 | 1 | Date |  |  | 2024-09-30 15:41 |  | * | [6 empty] | 1 |  | 1 | 0 |  | 0 | 19 |  |  | * |  |  | None | *
5 | - MCYSC4-SMA-58575.RUN01 | Tubes and Pipes | 0 | Sub-assembly | Active |  | 1 | 1 |  |  |  | Item | 1 | EA | 100 | 1 | 1 | Date |  |  | 2024-09-30 15:41 |  | * | [6 empty] | 1 |  | 1 | 0 |  | 0 | 18 |  |  | * |  |  | None | *
6 | - PISWEEP.1681325827543 | EMT COUNDUIT 1/2" | 0 | Sub-assembly | Active |  | 1 | 1 |  |  |  | Item | 1 | EA | 100 | 1 | 1 | Date |  |  | 2024-09-30 15:41 |  | * | [6 empty] | 1 |  | 1 | 0 |  | 0 | 17 |  |  | * |  |  | None | *
7 | 05-EMT-0100 | EMT COUNDUIT 1/2" | 0 | Purchased Item | Active |  | 1 | 1 |  |  |  | Item | 3.333 | FT | 100 | 1 | 3.333 | Date |  |  | 2024-09-30 15:41 |  | * | [6 empty] | 3.333 |  | 1 | 15 |  | 0 | 16 |  |  | * |  |  | None | *
6 | - PISWEEP.1681332030573 | EMT COUNDUIT 1/2" | 0 | Sub-assembly | Active |  | 2 | 1 |  |  |  | Item | 1 | EA | 100 | 1 | 1 | Date |  |  | 2024-09-30 15:41 |  | * | [6 empty] | 1 |  | 1 | 0 |  | 0 | 17 |  |  | * |  |  | None | *
7 | 05-EMT-0100 | EMT COUNDUIT 1/2" | 0 | Purchased Item | Active |  | 1 | 1 |  |  |  | Item | 3.345 | FT | 100 | 1 | 3.345 | Date |  |  | 2024-09-30 15:41 |  | * | [6 empty] | 3.345 |  | 1 | 15 |  | 0 | 16 |  |  | * |  |  | None | *
4 | - MCYSC4-SMA-58573 | Electrical Mechanical Assembly | 0 | Sub-assembly | Active |  | 2 | 1 |  |  |  | Item | 1 | EA | 100 | 1 | 1 | Date |  |  | 2024-09-30 15:41 |  | * | [6 empty] | 1 |  | 1 | 0 |  | 0.064923 | 32.0649 |  |  | * |  |  | None | *
5 | - IP-58569 | 14ga GA Brt coil 60 | M | Sub-assembly | Active |  | 1 | 1 |  |  |  | Item | 1 | EA | 100 | 1 | 1 | Date |  |  | 2024-09-30 15:41 |  | * | [6 empty] | 1 |  | 1 | 0.064923 |  | 0.064923 | 22.0649 |  |  | * |  |  | None | *
6 | 45-304L-0192 | STEEL,304L,S/S,14GA,60X144 | 0 | Purchased Item | Active |  | 1 | 1 |  |  |  | Item | 0.333 | SFT | 100 | 1 | 0.333 | Date |  |  | 2024-09-30 15:41 |  | * | [6 empty] | 0.333 |  | 1 | 20 |  | 0 | 21 |  |  | * |  |  | None | *
6 | IP-58569_DOC | 14ga GA Brt coil 60 | 0 | Reference Item - Document Management | Active |  | 99999 | 1 |  |  |  | Item | 1 | EA | 100 | 1 | 1 | Date |  |  | 2024-09-30 15:41 |  | * | [6 empty] | 1 |  | 1 |  |  | 0 | 0 | [5 empty] | None
5 | 05-CONN-0101 | 1/2" EMT COMPRESSION CONNECTOR, RAIN TIGHT | 0 | Purchased Item | Active |  | 2 | 1 |  |  |  | Item | 2 | EA | 100 | 1 | 2 | Date |  |  | 2024-09-30 15:41 |  | * | [6 empty] | 2 |  | 1 | 15 |  | 0 | 16 |  |  | * |  |  | None | *
5 | 05-STRP-0100 | STRAP,EMT,1_HOLE,.5 | 0 | Purchased Item | Active |  | 3 | 1 |  |  |  | Item | 3 | EA | 100 | 1 | 3 | Date |  |  | 2024-09-30 15:41 |  | * | [6 empty] | 3 |  | 1 | 15 |  | 0 | 16 |  |  | * |  |  | None | *
5 | 05-OBOX-0125 | 4" SQUARE DEEP OUTLET BOX | 0 | Purchased Item | Active |  | 4 | 1 |  |  |  | Item | 2 | EA | 100 | 1 | 2 | Date |  |  | 2024-09-30 15:41 |  | * | [6 empty] | 2 |  | 1 | 15 |  | 0 | 16 |  |  | * |  |  | None | *
5 | - IP-58632 | 14ga SS 304L Solid 60x144 | M | Sub-assembly | Active |  | 5 | 1 |  |  |  | Item | 1 | EA | 100 | 1 | 1 | Date |  |  | 2024-09-30 15:41 |  | * | [6 empty] | 1 |  | 1 | 0.064923 |  | 0.064923 | 22.0649 |  |  | * |  |  | None | *
6 | 45-304L-0192 | STEEL,304L,S/S,14GA,60X144 | 0 | Purchased Item | Active |  | 1 | 1 |  |  |  | Item | 0.167 | SFT | 100 | 1 | 0.167 | Date |  |  | 2024-09-30 15:41 |  | * | [6 empty] | 0.167 |  | 1 | 20 |  | 0 | 21 |  |  | * |  |  | None | *
6 | IP-58632_DOC | 14ga SS 304L Solid coil 60 | 0 | Reference Item - Document Management | Active |  | 99999 | 1 |  |  |  | Item | 1 | EA | 100 | 1 | 1 | Date |  |  | 2024-09-30 15:41 |  | * | [6 empty] | 1 |  | 1 |  |  | 0 | 0 | [5 empty] | None
5 | - IP-58625 | 14ga SS 304L Solid 60x144 | M | Sub-assembly | Active |  | 6 | 1 |  |  |  | Item | 1 | EA | 100 | 1 | 1 | Date |  |  | 2024-09-30 15:41 |  | * | [6 empty] | 1 |  | 1 | 0.064923 |  | 0.064923 | 31.0649 |  |  | * |  |  | None | *
6 | 45-304L-0192 | STEEL,304L,S/S,14GA,60X144 | 0 | Purchased Item | Active |  | 1 | 1 |  |  |  | Item | 0.167 | SFT | 100 | 1 | 0.167 | Date |  |  | 2024-09-30 15:41 |  | * | [6 empty] | 0.167 |  | 1 | 20 |  | 0 | 21 |  |  | * |  |  | None | *
6 | IP-58625_DOC | 14ga SS 304L Solid coil 60 | 0 | Reference Item - Document Management | Active |  | 99999 | 1 |  |  |  | Item | 1 | EA | 100 | 1 | 1 | Date |  |  | 2024-09-30 15:41 |  | * | [6 empty] | 1 |  | 1 | 30 |  | 0 | 30 | [5 empty] | None
5 | 75-SCWH-14-114S | 1/4-14X1 1/4"S.DRILL HEAX HEAD 410SS | 0 | Purchased Item | Active |  | 7 | 1 |  |  |  | Item | 7 | EA | 100 | 1 | 7 | Date |  |  | 2024-09-30 15:41 |  | * | [6 empty] | 7 |  | 1 | 20 |  | 0 | 21 |  |  | * |  |  | None | *
5 | 05-CG-H8400 | HEYCO-FLEX LIQUID TIGHT CONDUIT FITTINGS, BLACK, PN 8400 | 0 | Purchased Item | Active |  | 8 | 1 |  |  |  | Item | 3 | EA | 100 | 1 | 3 | Date |  |  | 2024-09-30 15:41 |  | * | [6 empty] | 3 |  | 1 | 20 |  | 0 | 21 |  |  | * |  |  | None | *
4 | 05-OUTL-0135 | 4 X 4 GALV JBOX COVER | 0 | Purchased Item | Active |  | 3 | 1 |  |  |  | Item | 4 | EA | 100 | 1 | 4 | Date |  |  | 2024-09-30 15:41 |  | * | [6 empty] | 4 |  | 1 | 15 |  | 0 | 16 |  |  | * |  |  | None | *
4 | - MCYSC4-SMA-58574 | Electrical Mechanical Assembly | 0 | Sub-assembly | Active |  | 4 | 1 |  |  |  | Item | 1 | EA | 100 | 1 | 1 | Date |  |  | 2024-09-30 15:41 |  | * | [6 empty] | 1 |  | 1 | 0 |  | 0.064923 | 32.0649 |  |  | * |  |  | None | *
5 | 05-CG-38M20 | M20 CABLE GLAND TO 3/8" CONDUIT ADAPTER FOR EBM FANS, EBM PN 415-15-0076 | 0 | Purchased Item | Active |  | 1 | 1 |  |  |  | Item | 3 | EA | 100 | 1 | 3 | Date |  |  | 2024-09-30 15:41 |  | * | [6 empty] | 3 |  | 1 | 15 |  | 0 | 16 |  |  | * |  |  | None | *
5 | - IP-58569 | 14ga GA Brt coil 60 | M | Sub-assembly | Active |  | 2 | 1 |  |  |  | Item | 1 | EA | 100 | 1 | 1 | Date |  |  | 2024-09-30 15:41 |  | * | [6 empty] | 1 |  | 1 | 0.064923 |  | 0.064923 | 22.0649 |  |  | * |  |  | None | *
6 | 45-304L-0192 | STEEL,304L,S/S,14GA,60X144 | 0 | Purchased Item | Active |  | 1 | 1 |  |  |  | Item | 0.333 | SFT | 100 | 1 | 0.333 | Date |  |  | 2024-09-30 15:41 |  | * | [6 empty] | 0.333 |  | 1 | 20 |  | 0 | 21 |  |  | * |  |  | None | *
6 | IP-58569_DOC | 14ga GA Brt coil 60 | 0 | Reference Item - Document Management | Active |  | 99999 | 1 |  |  |  | Item | 1 | EA | 100 | 1 | 1 | Date |  |  | 2024-09-30 15:41 |  | * | [6 empty] | 1 |  | 1 |  |  | 0 | 0 | [5 empty] | None
5 | - IP-58633 | 14ga SS 304L Solid 60x144 | M | Sub-assembly | Active |  | 3 | 1 |  |  |  | Item | 1 | EA | 100 | 1 | 1 | Date |  |  | 2024-09-30 15:41 |  | * | [6 empty] | 1 |  | 1 | 0.064923 |  | 0.064923 | 22.0649 |  |  | * |  |  | None | *
6 | 45-304L-0192 | STEEL,304L,S/S,14GA,60X144 | 0 | Purchased Item | Active |  | 1 | 1 |  |  |  | Item | 0.167 | SFT | 100 | 1 | 0.167 | Date |  |  | 2024-09-30 15:41 |  | * | [6 empty] | 0.167 |  | 1 | 20 |  | 0 | 21 |  |  | * |  |  | None | *
6 | IP-58633_DOC | 14ga SS 304L Solid coil 60 | 0 | Reference Item - Document Management | Active |  | 99999 | 1 |  |  |  | Item | 1 | EA | 100 | 1 | 1 | Date |  |  | 2024-09-30 15:41 |  | * | [6 empty] | 1 |  | 1 | 10 |  | 0 | 10 | [5 empty] | None
5 | 05-CONN-0101 | 1/2" EMT COMPRESSION CONNECTOR, RAIN TIGHT | 0 | Purchased Item | Active |  | 4 | 1 |  |  |  | Item | 3 | EA | 100 | 1 | 3 | Date |  |  | 2024-09-30 15:41 |  | * | [6 empty] | 3 |  | 1 | 15 |  | 0 | 16 |  |  | * |  |  | None | *
5 | 05-STRP-0100 | STRAP,EMT,1_HOLE,.5 | 0 | Purchased Item | Active |  | 5 | 1 |  |  |  | Item | 3 | EA | 100 | 1 | 3 | Date |  |  | 2024-09-30 15:41 |  | * | [6 empty] | 3 |  | 1 | 15 |  | 0 | 16 |  |  | * |  |  | None | *
5 | 05-OBOX-0125 | 4" SQUARE DEEP OUTLET BOX | 0 | Purchased Item | Active |  | 6 | 1 |  |  |  | Item | 2 | EA | 100 | 1 | 2 | Date |  |  | 2024-09-30 15:41 |  | * | [6 empty] | 2 |  | 1 | 15 |  | 0 | 16 |  |  | * |  |  | None | *
5 | 05-CONN-0125 | 3/4" EMT COMPRESSION CONNECTOR, RAIN TIGHT | 0 | Purchased Item | Active |  | 7 | 1 |  |  |  | Item | 1 | EA | 100 | 1 | 1 | Date |  |  | 2024-09-30 15:41 |  | * | [6 empty] | 1 |  | 1 | 10 |  | 0 | 11 |  |  | * |  |  | None | *
5 | - IP-58625 | 14ga SS 304L Solid 60x144 | M | Sub-assembly | Active |  | 8 | 1 |  |  |  | Item | 1 | EA | 100 | 1 | 1 | Date |  |  | 2024-09-30 15:41 |  | * | [6 empty] | 1 |  | 1 | 0.064923 |  | 0.064923 | 31.0649 |  |  | * |  |  | None | *
6 | 45-304L-0192 | STEEL,304L,S/S,14GA,60X144 | 0 | Purchased Item | Active |  | 1 | 1 |  |  |  | Item | 0.167 | SFT | 100 | 1 | 0.167 | Date |  |  | 2024-09-30 15:41 |  | * | [6 empty] | 0.167 |  | 1 | 20 |  | 0 | 21 |  |  | * |  |  | None | *
6 | IP-58625_DOC | 14ga SS 304L Solid coil 60 | 0 | Reference Item - Document Management | Active |  | 99999 | 1 |  |  |  | Item | 1 | EA | 100 | 1 | 1 | Date |  |  | 2024-09-30 15:41 |  | * | [6 empty] | 1 |  | 1 | 30 |  | 0 | 30 | [5 empty] | None
5 | 75-SCWH-14-114S | 1/4-14X1 1/4"S.DRILL HEAX HEAD 410SS | 0 | Purchased Item | Active |  | 9 | 1 |  |  |  | Item | 7 | EA | 100 | 1 | 7 | Date |  |  | 2024-09-30 15:41 |  | * | [6 empty] | 7 |  | 1 | 20 |  | 0 | 21 |  |  | * |  |  | None | *
4 | MCYSC4-SMA-58575_DOC | Fan Electrical Mechanical Assembly | 0 | Reference Item - Document Management | Active |  | 99999 | 1 |  |  |  | Item | 1 | EA | 100 | 1 | 1 | Date |  |  | 2024-09-30 15:41 |  | * | [6 empty] | 1 |  | 1 | 60 |  | 0 | 60 | [5 empty] | None
3 | - IP-63007 | RACEWAY,WIRE,PVC,WHT,1.5Wx3H / | 0 | Sub-assembly | Active |  | 142 | 1 |  |  |  | Item | 2 | EA | 100 | 1 | 2 | Date |  |  | 2024-09-30 15:41 |  | * | [6 empty] | 2 |  | 1 | 0 |  | 0 | 22 |  |  | * |  |  | None | *
4 | 05-PAND-0127 | RACEWAY,WIRE,PVC,WHT,1.5WX3H - MODEL #PC1530-LS-W | 0 | Purchased Item | Active |  | 1 | 1 |  |  |  | Item | 0.003 | FT | 100 | 1 | 0.006 | Date |  |  | 2024-09-30 15:41 |  | * | [6 empty] | 0.006 |  | 1 | 20 |  | 0 | 21 |  |  | * |  |  | None | *
3 | - MCYSC4-SMA-58572 | Fan Electrical Mechanical Assembly | L | Sub-assembly | Active |  | 143 | 1 |  |  |  | Item | 2 | EA | 100 | 1 | 2 | Date |  |  | 2024-09-30 15:41 |  | * | [6 empty] | 2 |  | 1 | 1.0821 |  | 1.147 | 34.147 |  |  | * |  |  | None | *
4 | - MCYSC4-SMA-58571 | Electrical Mechanical Assembly | 0 | Sub-assembly | Active |  | 1 | 1 |  |  |  | Item | 1 | EA | 100 | 1 | 2 | Date |  |  | 2024-09-30 15:41 |  | * | [6 empty] | 2 |  | 1 | 0 |  | 0.064923 | 32.0649 |  |  | * |  |  | None | *
5 | - IP-58569 | 14ga GA Brt coil 60 | M | Sub-assembly | Active |  | 1 | 1 |  |  |  | Item | 1 | EA | 100 | 1 | 2 | Date |  |  | 2024-09-30 15:41 |  | * | [6 empty] | 2 |  | 1 | 0.064923 |  | 0.064923 | 22.0649 |  |  | * |  |  | None | *
6 | 45-304L-0192 | STEEL,304L,S/S,14GA,60X144 | 0 | Purchased Item | Active |  | 1 | 1 |  |  |  | Item | 0.333 | SFT | 100 | 1 | 0.666 | Date |  |  | 2024-09-30 15:41 |  | * | [6 empty] | 0.666 |  | 1 | 20 |  | 0 | 21 |  |  | * |  |  | None | *
6 | IP-58569_DOC | 14ga GA Brt coil 60 | 0 | Reference Item - Document Management | Active |  | 99999 | 1 |  |  |  | Item | 1 | EA | 100 | 1 | 2 | Date |  |  | 2024-09-30 15:41 |  | * | [6 empty] | 2 |  | 1 |  |  | 0 | 0 | [5 empty] | None
5 | 05-CONN-0101 | 1/2" EMT COMPRESSION CONNECTOR, RAIN TIGHT | 0 | Purchased Item | Active |  | 2 | 1 |  |  |  | Item | 2 | EA | 100 | 1 | 4 | Date |  |  | 2024-09-30 15:41 |  | * | [6 empty] | 4 |  | 1 | 15 |  | 0 | 16 |  |  | * |  |  | None | *
5 | 05-STRP-0100 | STRAP,EMT,1_HOLE,.5 | 0 | Purchased Item | Active |  | 3 | 1 |  |  |  | Item | 3 | EA | 100 | 1 | 6 | Date |  |  | 2024-09-30 15:41 |  | * | [6 empty] | 6 |  | 1 | 15 |  | 0 | 16 |  |  | * |  |  | None | *
5 | 05-OBOX-0125 | 4" SQUARE DEEP OUTLET BOX | 0 | Purchased Item | Active |  | 4 | 1 |  |  |  | Item | 2 | EA | 100 | 1 | 4 | Date |  |  | 2024-09-30 15:41 |  | * | [6 empty] | 4 |  | 1 | 15 |  | 0 | 16 |  |  | * |  |  | None | *
5 | - IP-58632 | 14ga SS 304L Solid 60x144 | M | Sub-assembly | Active |  | 5 | 1 |  |  |  | Item | 1 | EA | 100 | 1 | 2 | Date |  |  | 2024-09-30 15:41 |  | * | [6 empty] | 2 |  | 1 | 0.064923 |  | 0.064923 | 22.0649 |  |  | * |  |  | None | *
6 | 45-304L-0192 | STEEL,304L,S/S,14GA,60X144 | 0 | Purchased Item | Active |  | 1 | 1 |  |  |  | Item | 0.167 | SFT | 100 | 1 | 0.334 | Date |  |  | 2024-09-30 15:41 |  | * | [6 empty] | 0.334 |  | 1 | 20 |  | 0 | 21 |  |  | * |  |  | None | *
6 | IP-58632_DOC | 14ga SS 304L Solid coil 60 | 0 | Reference Item - Document Management | Active |  | 99999 | 1 |  |  |  | Item | 1 | EA | 100 | 1 | 2 | Date |  |  | 2024-09-30 15:41 |  | * | [6 empty] | 2 |  | 1 |  |  | 0 | 0 | [5 empty] | None
5 | - IP-58625 | 14ga SS 304L Solid 60x144 | M | Sub-assembly | Active |  | 6 | 1 |  |  |  | Item | 1 | EA | 100 | 1 | 2 | Date |  |  | 2024-09-30 15:41 |  | * | [6 empty] | 2 |  | 1 | 0.064923 |  | 0.064923 | 31.0649 |  |  | * |  |  | None | *
6 | 45-304L-0192 | STEEL,304L,S/S,14GA,60X144 | 0 | Purchased Item | Active |  | 1 | 1 |  |  |  | Item | 0.167 | SFT | 100 | 1 | 0.334 | Date |  |  | 2024-09-30 15:41 |  | * | [6 empty] | 0.334 |  | 1 | 20 |  | 0 | 21 |  |  | * |  |  | None | *
6 | IP-58625_DOC | 14ga SS 304L Solid coil 60 | 0 | Reference Item - Document Management | Active |  | 99999 | 1 |  |  |  | Item | 1 | EA | 100 | 1 | 2 | Date |  |  | 2024-09-30 15:41 |  | * | [6 empty] | 2 |  | 1 | 30 |  | 0 | 30 | [5 empty] | None
5 | 75-SCWH-14-114S | 1/4-14X1 1/4"S.DRILL HEAX HEAD 410SS | 0 | Purchased Item | Active |  | 7 | 1 |  |  |  | Item | 7 | EA | 100 | 1 | 14 | Date |  |  | 2024-09-30 15:41 |  | * | [6 empty] | 14 |  | 1 | 20 |  | 0 | 21 |  |  | * |  |  | None | *
5 | 05-CG-H8400 | HEYCO-FLEX LIQUID TIGHT CONDUIT FITTINGS, BLACK, PN 8400 | 0 | Purchased Item | Active |  | 8 | 1 |  |  |  | Item | 3 | EA | 100 | 1 | 6 | Date |  |  | 2024-09-30 15:41 |  | * | [6 empty] | 6 |  | 1 | 20 |  | 0 | 21 |  |  | * |  |  | None | *
4 | 05-OUTL-0135 | 4 X 4 GALV JBOX COVER | 0 | Purchased Item | Active |  | 2 | 1 |  |  |  | Item | 4 | EA | 100 | 1 | 8 | Date |  |  | 2024-09-30 15:41 |  | * | [6 empty] | 8 |  | 1 | 15 |  | 0 | 16 |  |  | * |  |  | None | *
4 | - MCYSC4-SMA-58572_RUNS_NEW | Tubes and Pipes | 0 | Sub-assembly | Active |  | 3 | 1 |  |  |  | Item | 1 | EA | 100 | 1 | 2 | Date |  |  | 2024-09-30 15:41 |  | * | [6 empty] | 2 |  | 1 | 0 |  | 0 | 19 |  |  | * |  |  | None | *
5 | - MCYSC4-SMA-58572.RUN01 | Tubes and Pipes | 0 | Sub-assembly | Active |  | 1 | 1 |  |  |  | Item | 1 | EA | 100 | 1 | 2 | Date |  |  | 2024-09-30 15:41 |  | * | [6 empty] | 2 |  | 1 | 0 |  | 0 | 18 |  |  | * |  |  | None | *
6 | - PISWEEP.1681324302463 | EMT COUNDUIT 1/2" | 0 | Sub-assembly | Active |  | 1 | 1 |  |  |  | Item | 1 | EA | 100 | 1 | 2 | Date |  |  | 2024-09-30 15:41 |  | * | [6 empty] | 2 |  | 1 | 0 |  | 0 | 17 |  |  | * |  |  | None | *
7 | 05-EMT-0100 | EMT COUNDUIT 1/2" | 0 | Purchased Item | Active |  | 1 | 1 |  |  |  | Item | 2.5 | FT | 100 | 1 | 5 | Date |  |  | 2024-09-30 15:41 |  | * | [6 empty] | 5 |  | 1 | 15 |  | 0 | 16 |  |  | * |  |  | None | *
6 | - PISWEEP.1681324302206 | EMT COUNDUIT 1/2" | 0 | Sub-assembly | Active |  | 2 | 1 |  |  |  | Item | 1 | EA | 100 | 1 | 2 | Date |  |  | 2024-09-30 15:41 |  | * | [6 empty] | 2 |  | 1 | 0 |  | 0 | 17 |  |  | * |  |  | None | *
7 | 05-EMT-0100 | EMT COUNDUIT 1/2" | 0 | Purchased Item | Active |  | 1 | 1 |  |  |  | Item | 2.5 | FT | 100 | 1 | 5 | Date |  |  | 2024-09-30 15:41 |  | * | [6 empty] | 5 |  | 1 | 15 |  | 0 | 16 |  |  | * |  |  | None | *
4 | - MCYSC4-SMA-58570 | Electrical Mechanical Assembly | 0 | Sub-assembly | Active |  | 4 | 1 |  |  |  | Item | 1 | EA | 100 | 1 | 2 | Date |  |  | 2024-09-30 15:41 |  | * | [6 empty] | 2 |  | 1 | 0 |  | 0.064923 | 32.0649 |  |  | * |  |  | None | *
5 | - IP-58569 | 14ga GA Brt coil 60 | M | Sub-assembly | Active |  | 1 | 1 |  |  |  | Item | 1 | EA | 100 | 1 | 2 | Date |  |  | 2024-09-30 15:41 |  | * | [6 empty] | 2 |  | 1 | 0.064923 |  | 0.064923 | 22.0649 |  |  | * |  |  | None | *
6 | 45-304L-0192 | STEEL,304L,S/S,14GA,60X144 | 0 | Purchased Item | Active |  | 1 | 1 |  |  |  | Item | 0.333 | SFT | 100 | 1 | 0.666 | Date |  |  | 2024-09-30 15:41 |  | * | [6 empty] | 0.666 |  | 1 | 20 |  | 0 | 21 |  |  | * |  |  | None | *
6 | IP-58569_DOC | 14ga GA Brt coil 60 | 0 | Reference Item - Document Management | Active |  | 99999 | 1 |  |  |  | Item | 1 | EA | 100 | 1 | 2 | Date |  |  | 2024-09-30 15:41 |  | * | [6 empty] | 2 |  | 1 |  |  | 0 | 0 | [5 empty] | None
5 | 05-CONN-0101 | 1/2" EMT COMPRESSION CONNECTOR, RAIN TIGHT | 0 | Purchased Item | Active |  | 2 | 1 |  |  |  | Item | 3 | EA | 100 | 1 | 6 | Date |  |  | 2024-09-30 15:41 |  | * | [6 empty] | 6 |  | 1 | 15 |  | 0 | 16 |  |  | * |  |  | None | *
5 | 05-STRP-0100 | STRAP,EMT,1_HOLE,.5 | 0 | Purchased Item | Active |  | 3 | 1 |  |  |  | Item | 3 | EA | 100 | 1 | 6 | Date |  |  | 2024-09-30 15:41 |  | * | [6 empty] | 6 |  | 1 | 15 |  | 0 | 16 |  |  | * |  |  | None | *
5 | 05-OBOX-0125 | 4" SQUARE DEEP OUTLET BOX | 0 | Purchased Item | Active |  | 4 | 1 |  |  |  | Item | 2 | EA | 100 | 1 | 4 | Date |  |  | 2024-09-30 15:41 |  | * | [6 empty] | 4 |  | 1 | 15 |  | 0 | 16 |  |  | * |  |  | None | *
5 | - IP-58630 | 14ga SS 304L Solid 60x144 | M | Sub-assembly | Active |  | 5 | 1 |  |  |  | Item | 1 | EA | 100 | 1 | 2 | Date |  |  | 2024-09-30 15:41 |  | * | [6 empty] | 2 |  | 1 | 0.064923 |  | 0.064923 | 22.0649 |  |  | * |  |  | None | *
6 | 45-304L-0192 | STEEL,304L,S/S,14GA,60X144 | 0 | Purchased Item | Active |  | 1 | 1 |  |  |  | Item | 0.167 | SFT | 100 | 1 | 0.334 | Date |  |  | 2024-09-30 15:41 |  | * | [6 empty] | 0.334 |  | 1 | 20 |  | 0 | 21 |  |  | * |  |  | None | *
6 | IP-58630_DOC | 14ga SS 304L Solid coil 60 | 0 | Reference Item - Document Management | Active |  | 99999 | 1 |  |  |  | Item | 1 | EA | 100 | 1 | 2 | Date |  |  | 2024-09-30 15:41 |  | * | [6 empty] | 2 |  | 1 |  |  | 0 | 0 | [5 empty] | None
5 | 05-CONN-0125 | 3/4" EMT COMPRESSION CONNECTOR, RAIN TIGHT | 0 | Purchased Item | Active |  | 6 | 1 |  |  |  | Item | 1 | EA | 100 | 1 | 2 | Date |  |  | 2024-09-30 15:41 |  | * | [6 empty] | 2 |  | 1 | 10 |  | 0 | 11 |  |  | * |  |  | None | *
5 | - IP-58625 | 14ga SS 304L Solid 60x144 | M | Sub-assembly | Active |  | 7 | 1 |  |  |  | Item | 1 | EA | 100 | 1 | 2 | Date |  |  | 2024-09-30 15:41 |  | * | [6 empty] | 2 |  | 1 | 0.064923 |  | 0.064923 | 31.0649 |  |  | * |  |  | None | *
6 | 45-304L-0192 | STEEL,304L,S/S,14GA,60X144 | 0 | Purchased Item | Active |  | 1 | 1 |  |  |  | Item | 0.167 | SFT | 100 | 1 | 0.334 | Date |  |  | 2024-09-30 15:41 |  | * | [6 empty] | 0.334 |  | 1 | 20 |  | 0 | 21 |  |  | * |  |  | None | *
6 | IP-58625_DOC | 14ga SS 304L Solid coil 60 | 0 | Reference Item - Document Management | Active |  | 99999 | 1 |  |  |  | Item | 1 | EA | 100 | 1 | 2 | Date |  |  | 2024-09-30 15:41 |  | * | [6 empty] | 2 |  | 1 | 30 |  | 0 | 30 | [5 empty] | None
5 | 75-SCWH-14-114S | 1/4-14X1 1/4"S.DRILL HEAX HEAD 410SS | 0 | Purchased Item | Active |  | 8 | 1 |  |  |  | Item | 7 | EA | 100 | 1 | 14 | Date |  |  | 2024-09-30 15:41 |  | * | [6 empty] | 14 |  | 1 | 20 |  | 0 | 21 |  |  | * |  |  | None | *
5 | 05-CG-H8400 | HEYCO-FLEX LIQUID TIGHT CONDUIT FITTINGS, BLACK, PN 8400 | 0 | Purchased Item | Active |  | 9 | 1 |  |  |  | Item | 3 | EA | 100 | 1 | 6 | Date |  |  | 2024-09-30 15:41 |  | * | [6 empty] | 6 |  | 1 | 20 |  | 0 | 21 |  |  | * |  |  | None | *
4 | MCYSC4-SMA-58572_DOC | Fan Electrical Mechanical Assembly | 0 | Reference Item - Document Management | Active |  | 99999 | 1 |  |  |  | Item | 1 | EA | 100 | 1 | 2 | Date |  |  | 2024-09-30 15:41 |  | * | [6 empty] | 2 |  | 1 |  |  | 0 | 0 | [5 empty] | None
3 | - IP-58703 | ALUM FLEX CONDUIT 3/8" | 0 | Sub-assembly | Active |  | 144 | 1 |  |  |  | Item | 1 | EA | 100 | 1 | 1 | Date |  |  | 2024-09-30 15:41 |  | * | [6 empty] | 1 |  | 1 | 0 |  | 0 | 17 |  |  | * |  |  | None | *
4 | 05-FLEX-0102 | ALUM FLEX CONDUIT 3/8" | 0 | Purchased Item | Active |  | 1 | 1 |  |  |  | Item | 0.89392 | FT | 100 | 1 | 0.89392 | Date |  |  | 2024-09-30 15:41 |  | * | [6 empty] | 0.89392 |  | 1 | 15 |  | 0 | 16 |  |  | * |  |  | None | *
3 | - IP-58702 | ALUM FLEX CONDUIT 1/2" | 0 | Sub-assembly | Active |  | 145 | 1 |  |  |  | Item | 1 | EA | 100 | 1 | 1 | Date |  |  | 2024-09-30 15:41 |  | * | [6 empty] | 1 |  | 1 | 0 |  | 0 | 7 |  |  | * |  |  | None | *
4 | 05-FLEX-0100 | ALUM FLEX CONDUIT 1/2" | 0 | Purchased Item | Active |  | 1 | 1 |  |  |  | Item | 3.1233 | FT | 100 | 1 | 3.1233 | Date |  |  | 2024-09-30 15:41 |  | * | [6 empty] | 3.1233 |  | 1 | 5 |  | 0 | 6 |  |  | * |  |  | None | *
3 | 05-NIPL-0210 | 3/4" X 2" RIGID NIPPLE MFG PART# 5567 WHEATLAND | 0 | Purchased Item | Active |  | 146 | 1 |  |  |  | Item | 10 | EA | 100 | 1 | 10 | Date |  |  | 2024-09-30 15:41 |  | * | [6 empty] | 10 |  | 1 | 45 |  | 0 | 46 |  |  | * |  |  | None | *
3 | - IP-58701 | ALUM FLEX CONDUIT 1/2" | 0 | Sub-assembly | Active |  | 147 | 1 |  |  |  | Item | 1 | EA | 100 | 1 | 1 | Date |  |  | 2024-09-30 15:41 |  | * | [6 empty] | 1 |  | 1 | 0 |  | 0 | 7 |  |  | * |  |  | None | *
4 | 05-FLEX-0100 | ALUM FLEX CONDUIT 1/2" | 0 | Purchased Item | Active |  | 1 | 1 |  |  |  | Item | 3.1066 | FT | 100 | 1 | 3.1066 | Date |  |  | 2024-09-30 15:41 |  | * | [6 empty] | 3.1066 |  | 1 | 5 |  | 0 | 6 |  |  | * |  |  | None | *
3 | - PIFHOSE.IP-58696 | ALUM FLEX CONDUIT 1/2" | 0 | Sub-assembly | Active |  | 148 | 1 |  |  |  | Item | 1 | EA | 100 | 1 | 1 | Date |  |  | 2024-09-30 15:41 |  | * | [6 empty] | 1 |  | 1 | 0 |  | 0 | 7 |  |  | * |  |  | None | *
4 | 05-FLEX-0100 | ALUM FLEX CONDUIT 1/2" | 0 | Purchased Item | Active |  | 1 | 1 |  |  |  | Item | 6.56 | FT | 100 | 1 | 6.56 | Date |  |  | 2024-09-30 15:41 |  | * | [6 empty] | 6.56 |  | 1 | 5 |  | 0 | 6 |  |  | * |  |  | None | *
3 | 75-NH-1032-SS | 304 STAINLESS STEEL -FINE THREADS -HEX NUT -#10 -32 THREADS PER INCH | 0 | Purchased Item | Active |  | 149 | 1 |  |  |  | Item | 2 | EA | 100 | 1 | 2 | Date |  |  | 2024-09-30 15:41 |  | * | [6 empty] | 2 |  | 1 | 60 |  | 0 | 61 |  |  | * |  |  | None | *
3 | - PIFHOSE.IP-58697 | ALUM FLEX CONDUIT 3/4" | 0 | Sub-assembly | Active |  | 150 | 1 |  |  |  | Item | 1 | EA | 100 | 1 | 1 | Date |  |  | 2024-09-30 15:41 |  | * | [6 empty] | 1 |  | 1 | 0 |  | 0 | 17 |  |  | * |  |  | None | *
4 | 05-FLEX-0110 | ALUM FLEX CONDUIT 3/4" | 0 | Purchased Item | Active |  | 1 | 1 |  |  |  | Item | 4.29 | FT | 100 | 1 | 4.29 | Date |  |  | 2024-09-30 15:41 |  | * | [6 empty] | 4.29 |  | 1 | 15 |  | 0 | 16 |  |  | * |  |  | None | *
3 | 05-CONN-0101 | 1/2" EMT COMPRESSION CONNECTOR, RAIN TIGHT | 0 | Purchased Item | Active |  | 151 | 1 |  |  |  | Item | 151 | EA | 100 | 1 | 151 | Date |  |  | 2024-09-30 15:41 |  | * | [6 empty] | 151 |  | 1 | 15 |  | 0 | 16 |  |  | * |  |  | None | *
3 | - PIFHOSE.IP-58698 | ALUM FLEX CONDUIT 1/2" | 0 | Sub-assembly | Active |  | 152 | 1 |  |  |  | Item | 1 | EA | 100 | 1 | 1 | Date |  |  | 2024-09-30 15:41 |  | * | [6 empty] | 1 |  | 1 | 0 |  | 0 | 7 |  |  | * |  |  | None | *
4 | 05-FLEX-0100 | ALUM FLEX CONDUIT 1/2" | 0 | Purchased Item | Active |  | 1 | 1 |  |  |  | Item | 4.92 | FT | 100 | 1 | 4.92 | Date |  |  | 2024-09-30 15:41 |  | * | [6 empty] | 4.92 |  | 1 | 5 |  | 0 | 6 |  |  | * |  |  | None | *
3 | - PIFHOSE.IP-58699 | ALUM FLEX CONDUIT 3/4" | 0 | Sub-assembly | Active |  | 153 | 1 |  |  |  | Item | 1 | EA | 100 | 1 | 1 | Date |  |  | 2024-09-30 15:41 |  | * | [6 empty] | 1 |  | 1 | 0 |  | 0 | 17 |  |  | * |  |  | None | *
4 | 05-FLEX-0110 | ALUM FLEX CONDUIT 3/4" | 0 | Purchased Item | Active |  | 1 | 1 |  |  |  | Item | 4.82 | FT | 100 | 1 | 4.82 | Date |  |  | 2024-09-30 15:41 |  | * | [6 empty] | 4.82 |  | 1 | 15 |  | 0 | 16 |  |  | * |  |  | None | *
3 | 75-W-12-FLAT-SS | 304 STAINLESS STEEL-FLAT WASHER-1/2" | 0 | Purchased Item | Active |  | 154 | 1 |  |  |  | Item | 34 | EA | 100 | 1 | 34 | Date |  |  | 2024-09-30 15:41 |  | * | [6 empty] | 34 |  | 1 | 25 |  | 0 | 26 |  |  | * |  |  | None | *
3 | 75-BH-14201-SS | 1/4-20X1 HEX /BOLT-S/S | 0 | Purchased Item | Active |  | 155 | 1 |  |  |  | Item | 48 | EA | 100 | 1 | 48 | Date |  |  | 2024-09-30 15:41 |  | * | [6 empty] | 48 |  | 1 | 5 |  | 0 | 6 |  |  | * |  |  | None | *
3 | - ASSY RIGHT.TUBE AND PIPE RUNS | Assembly1.Tube and Pipe Runs1 | 0 | Sub-assembly | Active |  | 156 | 1 |  |  |  | Item | 1 | EA | 100 | 1 | 1 | Date |  |  | 2024-09-30 15:41 |  | * | [6 empty] | 1 |  | 1 | 0 |  | 0 | 19 |  |  | * |  |  | None | *
4 | - ASSY RIGHT.RUN03 | Hose | 0 | Sub-assembly | Active |  | 1 | 1 |  |  |  | Item | 1 | EA | 100 | 1 | 1 | Date |  |  | 2024-09-30 15:41 |  | * | [6 empty] | 1 |  | 1 | 0 |  | 0 | 18 |  |  | * |  |  | None | *
5 | - PIFHOSE.1707374431655 | Hose | 0 | Sub-assembly | Active |  | 2 | 1 |  |  |  | Item | 1 | EA | 100 | 1 | 1 | Date |  |  | 2024-09-30 15:41 |  | * | [6 empty] | 1 |  | 1 | 0 |  | 0 | 17 |  |  | * |  |  | None | *
6 | 30-TUBE-35105B | 1/4" OD 0.160I.D. PNEUMATIC WELD-SPATTER RESISTANT TUBING SPARK-LINPART# 1B-351-07-01 COLOR: BLACK (250' REEL) | 0 | Purchased Item | Active |  | 1 | 1 |  |  |  | Item | 19.912 | FT | 100 | 1 | 19.912 | Date |  |  | 2024-09-30 15:41 |  | * | [6 empty] | 19.912 |  | 1 | 15 |  | 0 | 16 |  |  | * |  |  | None | *
4 | - ASSY RIGHT.RUN01 | Hose | 0 | Sub-assembly | Active |  | 2 | 1 |  |  |  | Item | 1 | EA | 100 | 1 | 1 | Date |  |  | 2024-09-30 15:41 |  | * | [6 empty] | 1 |  | 1 | 0 |  | 0 | 18 |  |  | * |  |  | None | *
5 | - PIFHOSE.1707374431591 | Hose | 0 | Sub-assembly | Active |  | 2 | 1 |  |  |  | Item | 1 | EA | 100 | 1 | 1 | Date |  |  | 2024-09-30 15:41 |  | * | [6 empty] | 1 |  | 1 | 0 |  | 0 | 17 |  |  | * |  |  | None | *
6 | 30-TUBE-35105B | 1/4" OD 0.160I.D. PNEUMATIC WELD-SPATTER RESISTANT TUBING SPARK-LINPART# 1B-351-07-01 COLOR: BLACK (250' REEL) | 0 | Purchased Item | Active |  | 1 | 1 |  |  |  | Item | 1.786 | FT | 100 | 1 | 1.786 | Date |  |  | 2024-09-30 15:41 |  | * | [6 empty] | 1.786 |  | 1 | 15 |  | 0 | 16 |  |  | * |  |  | None | *
5 | - PIFHOSE.1707374431600 | Hose | 0 | Sub-assembly | Active |  | 5 | 1 |  |  |  | Item | 1 | EA | 100 | 1 | 1 | Date |  |  | 2024-09-30 15:41 |  | * | [6 empty] | 1 |  | 1 | 0 |  | 0 | 17 |  |  | * |  |  | None | *
6 | 30-TUBE-35105B | 1/4" OD 0.160I.D. PNEUMATIC WELD-SPATTER RESISTANT TUBING SPARK-LINPART# 1B-351-07-01 COLOR: BLACK (250' REEL) | 0 | Purchased Item | Active |  | 1 | 1 |  |  |  | Item | 3.069 | FT | 100 | 1 | 3.069 | Date |  |  | 2024-09-30 15:41 |  | * | [6 empty] | 3.069 |  | 1 | 15 |  | 0 | 16 |  |  | * |  |  | None | *
5 | - PIFHOSE.1707374431621 | Hose | 0 | Sub-assembly | Active |  | 6 | 1 |  |  |  | Item | 1 | EA | 100 | 1 | 1 | Date |  |  | 2024-09-30 15:41 |  | * | [6 empty] | 1 |  | 1 | 0 |  | 0 | 17 |  |  | * |  |  | None | *
6 | 30-TUBE-35105B | 1/4" OD 0.160I.D. PNEUMATIC WELD-SPATTER RESISTANT TUBING SPARK-LINPART# 1B-351-07-01 COLOR: BLACK (250' REEL) | 0 | Purchased Item | Active |  | 1 | 1 |  |  |  | Item | 2.064 | FT | 100 | 1 | 2.064 | Date |  |  | 2024-09-30 15:41 |  | * | [6 empty] | 2.064 |  | 1 | 15 |  | 0 | 16 |  |  | * |  |  | None | *
5 | - PIFHOSE.1707374431610 | Hose | 0 | Sub-assembly | Active |  | 7 | 1 |  |  |  | Item | 1 | EA | 100 | 1 | 1 | Date |  |  | 2024-09-30 15:41 |  | * | [6 empty] | 1 |  | 1 | 0 |  | 0 | 17 |  |  | * |  |  | None | *
6 | 30-TUBE-35105B | 1/4" OD 0.160I.D. PNEUMATIC WELD-SPATTER RESISTANT TUBING SPARK-LINPART# 1B-351-07-01 COLOR: BLACK (250' REEL) | 0 | Purchased Item | Active |  | 1 | 1 |  |  |  | Item | 0.834 | FT | 100 | 1 | 0.834 | Date |  |  | 2024-09-30 15:41 |  | * | [6 empty] | 0.834 |  | 1 | 15 |  | 0 | 16 |  |  | * |  |  | None | *
5 | - PIFHOSE.1707374431595 | Hose | 0 | Sub-assembly | Active |  | 8 | 1 |  |  |  | Item | 1 | EA | 100 | 1 | 1 | Date |  |  | 2024-09-30 15:41 |  | * | [6 empty] | 1 |  | 1 | 0 |  | 0 | 17 |  |  | * |  |  | None | *
6 | 30-TUBE-35105B | 1/4" OD 0.160I.D. PNEUMATIC WELD-SPATTER RESISTANT TUBING SPARK-LINPART# 1B-351-07-01 COLOR: BLACK (250' REEL) | 0 | Purchased Item | Active |  | 1 | 1 |  |  |  | Item | 2.086 | FT | 100 | 1 | 2.086 | Date |  |  | 2024-09-30 15:41 |  | * | [6 empty] | 2.086 |  | 1 | 15 |  | 0 | 16 |  |  | * |  |  | None | *
5 | - PIFHOSE.1707374431631 | Hose | 0 | Sub-assembly | Active |  | 9 | 1 |  |  |  | Item | 1 | EA | 100 | 1 | 1 | Date |  |  | 2024-09-30 15:41 |  | * | [6 empty] | 1 |  | 1 | 0 |  | 0 | 17 |  |  | * |  |  | None | *
6 | 30-TUBE-35105B | 1/4" OD 0.160I.D. PNEUMATIC WELD-SPATTER RESISTANT TUBING SPARK-LINPART# 1B-351-07-01 COLOR: BLACK (250' REEL) | 0 | Purchased Item | Active |  | 1 | 1 |  |  |  | Item | 1.812 | FT | 100 | 1 | 1.812 | Date |  |  | 2024-09-30 15:41 |  | * | [6 empty] | 1.812 |  | 1 | 15 |  | 0 | 16 |  |  | * |  |  | None | *
5 | - PIFHOSE.1707374431626 | Hose | 0 | Sub-assembly | Active |  | 10 | 1 |  |  |  | Item | 1 | EA | 100 | 1 | 1 | Date |  |  | 2024-09-30 15:41 |  | * | [6 empty] | 1 |  | 1 | 0 |  | 0 | 17 |  |  | * |  |  | None | *
6 | 30-TUBE-35105B | 1/4" OD 0.160I.D. PNEUMATIC WELD-SPATTER RESISTANT TUBING SPARK-LINPART# 1B-351-07-01 COLOR: BLACK (250' REEL) | 0 | Purchased Item | Active |  | 1 | 1 |  |  |  | Item | 1.561 | FT | 100 | 1 | 1.561 | Date |  |  | 2024-09-30 15:41 |  | * | [6 empty] | 1.561 |  | 1 | 15 |  | 0 | 16 |  |  | * |  |  | None | *
5 | - PIFHOSE.1707374431615 | Hose | 0 | Sub-assembly | Active |  | 11 | 1 |  |  |  | Item | 1 | EA | 100 | 1 | 1 | Date |  |  | 2024-09-30 15:41 |  | * | [6 empty] | 1 |  | 1 | 0 |  | 0 | 17 |  |  | * |  |  | None | *
6 | 30-TUBE-35105B | 1/4" OD 0.160I.D. PNEUMATIC WELD-SPATTER RESISTANT TUBING SPARK-LINPART# 1B-351-07-01 COLOR: BLACK (250' REEL) | 0 | Purchased Item | Active |  | 1 | 1 |  |  |  | Item | 1.185 | FT | 100 | 1 | 1.185 | Date |  |  | 2024-09-30 15:41 |  | * | [6 empty] | 1.185 |  | 1 | 15 |  | 0 | 16 |  |  | * |  |  | None | *
5 | - PIFHOSE.1707374431636 | Hose | 0 | Sub-assembly | Active |  | 12 | 1 |  |  |  | Item | 1 | EA | 100 | 1 | 1 | Date |  |  | 2024-09-30 15:41 |  | * | [6 empty] | 1 |  | 1 | 0 |  | 0 | 17 |  |  | * |  |  | None | *
6 | 30-TUBE-35105B | 1/4" OD 0.160I.D. PNEUMATIC WELD-SPATTER RESISTANT TUBING SPARK-LINPART# 1B-351-07-01 COLOR: BLACK (250' REEL) | 0 | Purchased Item | Active |  | 1 | 1 |  |  |  | Item | 0.925 | FT | 100 | 1 | 0.925 | Date |  |  | 2024-09-30 15:41 |  | * | [6 empty] | 0.925 |  | 1 | 15 |  | 0 | 16 |  |  | * |  |  | None | *
5 | - PIFHOSE.1707374431605 | Hose | 0 | Sub-assembly | Active |  | 13 | 1 |  |  |  | Item | 1 | EA | 100 | 1 | 1 | Date |  |  | 2024-09-30 15:41 |  | * | [6 empty] | 1 |  | 1 | 0 |  | 0 | 17 |  |  | * |  |  | None | *
6 | 30-TUBE-35105B | 1/4" OD 0.160I.D. PNEUMATIC WELD-SPATTER RESISTANT TUBING SPARK-LINPART# 1B-351-07-01 COLOR: BLACK (250' REEL) | 0 | Purchased Item | Active |  | 1 | 1 |  |  |  | Item | 2.259 | FT | 100 | 1 | 2.259 | Date |  |  | 2024-09-30 15:41 |  | * | [6 empty] | 2.259 |  | 1 | 15 |  | 0 | 16 |  |  | * |  |  | None | *
4 | - ASSY RIGHT.RUN02 | Hose | 0 | Sub-assembly | Active |  | 3 | 1 |  |  |  | Item | 1 | EA | 100 | 1 | 1 | Date |  |  | 2024-09-30 15:41 |  | * | [6 empty] | 1 |  | 1 | 0 |  | 0 | 18 |  |  | * |  |  | None | *
5 | - PIFHOSE.1707374431648 | Hose | 0 | Sub-assembly | Active |  | 3 | 1 |  |  |  | Item | 1 | EA | 100 | 1 | 1 | Date |  |  | 2024-09-30 15:41 |  | * | [6 empty] | 1 |  | 1 | 0 |  | 0 | 17 |  |  | * |  |  | None | *
6 | 30-TUBE-35105B | 1/4" OD 0.160I.D. PNEUMATIC WELD-SPATTER RESISTANT TUBING SPARK-LINPART# 1B-351-07-01 COLOR: BLACK (250' REEL) | 0 | Purchased Item | Active |  | 1 | 1 |  |  |  | Item | 17.17 | FT | 100 | 1 | 17.17 | Date |  |  | 2024-09-30 15:41 |  | * | [6 empty] | 17.17 |  | 1 | 15 |  | 0 | 16 |  |  | * |  |  | None | *
5 | - PIFHOSE.1707374431643 | Hose | 0 | Sub-assembly | Active |  | 4 | 1 |  |  |  | Item | 1 | EA | 100 | 1 | 1 | Date |  |  | 2024-09-30 15:41 |  | * | [6 empty] | 1 |  | 1 | 0 |  | 0 | 17 |  |  | * |  |  | None | *
6 | 30-TUBE-35105B | 1/4" OD 0.160I.D. PNEUMATIC WELD-SPATTER RESISTANT TUBING SPARK-LINPART# 1B-351-07-01 COLOR: BLACK (250' REEL) | 0 | Purchased Item | Active |  | 1 | 1 |  |  |  | Item | 13.057 | FT | 100 | 1 | 13.057 | Date |  |  | 2024-09-30 15:41 |  | * | [6 empty] | 13.057 |  | 1 | 15 |  | 0 | 16 |  |  | * |  |  | None | *
3 | 05-LOCKNUT-0050 | RIGID LOCKNUTS 1/2" | 0 | Purchased Item | Active |  | 157 | 1 |  |  |  | Item | 21 | EA | 100 | 1 | 21 | Date |  |  | 2024-09-30 15:41 |  | * | [6 empty] | 21 |  | 1 | 15 |  | 0 | 16 |  |  | * |  |  | None | *
3 | 05-UNIST-0114 | 1 1/4" EMT UNISTRUT CLAMP | 0 | Purchased Item | Active |  | 158 | 1 |  |  |  | Item | 12 | EA | 100 | 1 | 12 | Date |  |  | 2024-09-30 15:41 |  | * | [6 empty] | 12 |  | 1 | 15 |  | 0 | 16 |  |  | * |  |  | None | *
3 | 05-UNIST-0112 | 1 1/2" EMT UNISTRUT CLAMP | 0 | Purchased Item | Active |  | 159 | 1 |  |  |  | Item | 22 | EA | 100 | 1 | 22 | Date |  |  | 2024-09-30 15:41 |  | * | [6 empty] | 22 |  | 1 | 15 |  | 0 | 16 |  |  | * |  |  | None | *
3 | 10-SNS-ACI-50GD | TEMPERATURE TRANSMITTER, AVERAGING, 50' GALVANIZED, (32 - 122F) ACI # A/TTM1K-A-50'-4-GD | 0 | Purchased Item | Active |  | 160 | 1 |  |  |  | Item | 2 | EA | 100 | 1 | 2 | Date |  |  | 2024-09-30 15:41 |  | * | [6 empty] | 2 |  | 1 | 125 |  | 0 | 126 |  |  | * |  |  | None | *
3 | - MCYSC4-SMA-58567 | GFCI assy (one connector) | 0 | Sub-assembly | Active |  | 161 | 1 |  |  |  | Item | 5 | EA | 100 | 1 | 5 | Date |  |  | 2024-09-30 15:41 |  | * | [6 empty] | 5 |  | 1 | 0 |  | 0 | 22 |  |  | * |  |  | None | *
4 | 05-CONN-0101 | 1/2" EMT COMPRESSION CONNECTOR, RAIN TIGHT | 0 | Purchased Item | Active |  | 1 | 1 |  |  |  | Item | 1 | EA | 100 | 1 | 5 | Date |  |  | 2024-09-30 15:41 |  | * | [6 empty] | 5 |  | 1 | 15 |  | 0 | 16 |  |  | * |  |  | None | *
4 | 05-OUTL-0156 | LIQ. TIGHT BOX 2x4 3 HOLES ¿ | 0 | Purchased Item | Active |  | 2 | 1 |  |  |  | Item | 1 | EA | 100 | 1 | 5 | Date |  |  | 2024-09-30 15:41 |  | * | [6 empty] | 5 |  | 1 | 20 |  | 0 | 21 |  |  | * |  |  | None | *
4 | 05-PLUG-012 | 1/2" WEATHERPROOF CLOSURE PLUG, TOPAZ # WP50 | 0 | Purchased Item | Active |  | 3 | 1 |  |  |  | Item | 2 | EA | 100 | 1 | 10 | Date |  |  | 2024-09-30 15:41 |  | * | [6 empty] | 10 |  | 1 | 15 |  | 0 | 16 |  |  | * |  |  | None | *
4 | 05-SEAL-0100 | SEAL RING ½", THOMAS AND BETTS MODEL 5262 | 0 | Purchased Item | Active |  | 4 | 1 |  |  |  | Item | 1 | EA | 100 | 1 | 5 | Date |  |  | 2024-09-30 15:41 |  | * | [6 empty] | 5 |  | 1 | 15 |  | 0 | 16 |  |  | * |  |  | None | *
4 | 05-OUTL-0130 | LIQ-TITE GFI COVER | 0 | Purchased Item | Active |  | 5 | 1 |  |  |  | Item | 1 | EA | 100 | 1 | 5 | Date |  |  | 2024-09-30 15:41 |  | * | [6 empty] | 5 |  | 1 | 15 |  | 0 | 16 |  |  | * |  |  | None | *
4 | 05-JBOX-0134 | WEATHERPROOF OUTLET BOX SINGLE GANG 24 CUBIC INCH CAPACITY 2-5/8" DEEP , 3 HOLES 1/2" PN TP7074 | 0 | Purchased Item | Active |  | 6 | 1 |  |  |  | Item | 1 | EA | 100 | 1 | 5 | Date |  |  | 2024-09-30 15:41 |  | * | [6 empty] | 5 |  | 1 | 20 |  | 0 | 21 |  |  | * |  |  | None | *
3 | 05-C.GLA-0100 | 1/2" HELUTOP CABLE GLAND MODEL 92791 HELUKABEL | 0 | Purchased Item | Active |  | 163 | 1 |  |  |  | Item | 5 | EA | 100 | 1 | 5 | Date |  |  | 2024-09-30 15:41 |  | * | [6 empty] | 5 |  | 1 | 15 |  | 0 | 16 |  |  | * |  |  | None | *
3 | 05-CONN-0276 | 3/8" ZINC FLEX SQUEEZE CONNECTOR, ORBIT P/N OF730 | 0 | Purchased Item | Active |  | 165 | 1 |  |  |  | Item | 2 | EA | 100 | 1 | 2 | Date |  |  | 2024-09-30 15:41 |  | * | [6 empty] | 2 |  | 1 | 15 |  | 0 | 16 |  |  | * |  |  | None | *
3 | 05-COUP-0110 | RIGID COUPLING 3/4" | 0 | Purchased Item | Active |  | 166 | 1 |  |  |  | Item | 4 | EA | 100 | 1 | 4 | Date |  |  | 2024-09-30 15:41 |  | * | [6 empty] | 4 |  | 1 | 15 |  | 0 | 16 |  |  | * |  |  | None | *
3 | 75-SCWH-10-34-S | 10X3/4" SELF DRILL S.H.W ST.ST | 0 | Purchased Item | Active |  | 168 | 1 |  |  |  | Item | 24 | EA | 100 | 1 | 24 | Date |  |  | 2024-09-30 15:41 |  | * | [6 empty] | 24 |  | 1 | 20 |  | 0 | 21 |  |  | * |  |  | None | *
3 | - IP-68039 | RACEWAY,WIRE,PVC,WHT,1.5Wx3H / NSI: PC1530-LS-W ; IBOCO: NAB-1530W | 0 | Sub-assembly | Active |  | 169 | 1 |  |  |  | Item | 2 | EA | 100 | 1 | 2 | Date |  |  | 2024-09-30 15:41 |  | * | [6 empty] | 2 |  | 1 | 0 |  | 0 | 22 |  |  | * |  |  | None | *
4 | 05-PAND-0127 | RACEWAY,WIRE,PVC,WHT,1.5WX3H - MODEL #PC1530-LS-W | 0 | Purchased Item | Active |  | 1 | 1 |  |  |  | Item | 4.24 | FT | 100 | 1 | 8.48 | Date |  |  | 2024-09-30 15:41 |  | * | [6 empty] | 8.48 |  | 1 | 20 |  | 0 | 21 |  |  | * |  |  | None | *
3 | 75-BH-142012-P | 1/4-20X1/2-HEX/BOLT-PLT G2 | 0 | Purchased Item | Active |  | 170 | 1 |  |  |  | Item | 8 | EA | 100 | 1 | 8 | Date |  |  | 2024-09-30 15:41 |  | * | [6 empty] | 8 |  | 1 | 5 |  | 0 | 6 |  |  | * |  |  | None | *
3 | 75-BH-1213412S | 1/2"-13 X 4-1/2" ASTM F593 18-8 STAINLESS STEEL HEX BOLT FASTENAL# 0173085 | 0 | Purchased Item | Active |  | 172 | 1 |  |  |  | Item | 16 | EA | 100 | 1 | 16 | Date |  |  | 2024-09-30 15:41 |  | * | [6 empty] | 16 |  | 1 | 5 |  | 0 | 6 |  |  | * |  |  | None | *
3 | 05-CONN-0440 | FLEX CONNECTOR SQUEEZE TYPE 1/2"PN 1708DC | 0 | Purchased Item | Active |  | 173 | 1 |  |  |  | Item | 20 | EA | 100 | 1 | 20 | Date |  |  | 2024-09-30 15:41 |  | * | [6 empty] | 20 |  | 1 | 15 |  | 0 | 16 |  |  | * |  |  | None | *
3 | - IP-58640 | 16ga SS 304L Solid coil 60 | M | Sub-assembly | Active |  | 174 | 1 |  |  |  | Item | 2 | EA | 100 | 1 | 2 | Date |  |  | 2024-09-30 15:41 |  | * | [6 empty] | 2 |  | 1 | 0.064923 |  | 0.064923 | 51.0649 |  |  | * |  |  | None | *
4 | 45-304L-C0110 | STEEL,304-L S/S,16 GA,60" COIL | 0 | Purchased Item | Active |  | 1 | 1 |  |  |  | Item | 1 | SFT | 100 | 1 | 2 | Date |  |  | 2024-09-30 15:41 |  | * | [6 empty] | 2 |  | 1 | 10 |  | 0 | 11 |  |  | * |  |  | None | *
4 | IP-58640_DOC | 16ga SS 304L Solid coil 60 | 0 | Reference Item - Document Management | Active |  | 99999 | 1 |  |  |  | Item | 1 | EA | 100 | 1 | 2 | Date |  |  | 2024-09-30 15:41 |  | * | [6 empty] | 2 |  | 1 | 50 |  | 0 | 50 | [5 empty] | None
3 | 05-CLAMPS-0110 | 1/4" NYLON CABLE CLAMPS | 0 | Purchased Item | Active |  | 175 | 1 |  |  |  | Item | 71 | EA | 100 | 1 | 71 | Date |  |  | 2024-09-30 15:41 |  | * | [6 empty] | 71 |  | 1 | 10 |  | 0 | 11 |  |  | * |  |  | None | *
3 | 05-JBOX-N110106 | J-BOX N1 10X10X6 W/O KNOCKOUTS | 0 | Purchased Item | Active |  | 176 | 1 |  |  |  | Item | 4 | EA | 100 | 1 | 4 | Date |  |  | 2024-09-30 15:41 |  | * | [6 empty] | 4 |  | 1 | 15 |  | 0 | 16 |  |  | * |  |  | None | *
3 | 05-CONN-0327 | 90 FLEX CONNECTOR 1/2", TOPAZ 101I | 0 | Purchased Item | Active |  | 177 | 1 |  |  |  | Item | 10 | EA | 100 | 1 | 10 | Date |  |  | 2024-09-30 15:41 |  | * | [6 empty] | 10 |  | 1 | 20 |  | 0 | 21 |  |  | * |  |  | None | *
3 | - IP-58648 | 16ga SS 304L Solid coil 60 | 0 | Sub-assembly | Active |  | 178 | 1 |  |  |  | Item | 2 | EA | 100 | 1 | 2 | Date |  |  | 2024-09-30 15:41 |  | * | [6 empty] | 2 |  | 1 | 0.064923 |  | 0.064923 | 12.0649 |  |  | * |  |  | None | *
4 | 45-304L-C0110 | STEEL,304-L S/S,16 GA,60" COIL | 0 | Purchased Item | Active |  | 1 | 1 |  |  |  | Item | 0.417 | SFT | 100 | 1 | 0.834 | Date |  |  | 2024-09-30 15:41 |  | * | [6 empty] | 0.834 |  | 1 | 10 |  | 0 | 11 |  |  | * |  |  | None | *
4 | IP-58648_DOC | 16ga SS 304L Solid coil 60 | 0 | Reference Item - Document Management | Active |  | 99999 | 1 |  |  |  | Item | 1 | EA | 100 | 1 | 2 | Date |  |  | 2024-09-30 15:41 |  | * | [6 empty] | 2 |  | 1 |  |  | 0 | 0 | [5 empty] | None
3 | 05-CG-38M20 | M20 CABLE GLAND TO 3/8" CONDUIT ADAPTER FOR EBM FANS, EBM PN 415-15-0076 | 0 | Purchased Item | Active |  | 179 | 1 |  |  |  | Item | 36 | EA | 100 | 1 | 36 | Date |  |  | 2024-09-30 15:41 |  | * | [6 empty] | 36 |  | 1 | 15 |  | 0 | 16 |  |  | * |  |  | None | *
3 | 05-LIGHT-0421 | LED WALL LUMINAIRE, LITHONIA ( ALO Settings) P/N TWR1 LED ALO SWW2 UVOLT PE DDBTXD | 0 | Purchased Item | Active |  | 180 | 1 |  |  |  | Item | 4 | EA | 100 | 1 | 4 | Date |  |  | 2024-09-30 15:41 |  | * | [6 empty] | 4 |  | 1 | 15 |  | 0 | 16 |  |  | * |  |  | None | *
3 | - IP-58647 | UNISTRUT GALVANIZED 13/16" x 1 5/8" | 0 | Sub-assembly | Active |  | 181 | 1 |  |  |  | Item | 2 | EA | 100 | 1 | 2 | Date |  |  | 2024-09-30 15:41 |  | * | [6 empty] | 2 |  | 1 | 0 |  | 0 | 7 |  |  | * |  |  | None | *
4 | 75-UNIST-0110 | 13/16" X 1 5/8" - GALVANIZED - UNISTRUT | 0 | Purchased Item | Active |  | 1 | 1 |  |  |  | Item | 0.417 | FT | 100 | 1 | 0.834 | Date |  |  | 2024-09-30 15:41 |  | * | [6 empty] | 0.834 |  | 1 | 5 |  | 0 | 6 |  |  | * |  |  | None | *
3 | 05-SE-LB1025 | 1/2" SERVICE ENTRANCE LB # 1025. BRAND: ORBIT | 0 | Purchased Item | Active |  | 182 | 1 |  |  |  | Item | 6 | EA | 100 | 1 | 6 | Date |  |  | 2024-09-30 15:41 |  | * | [6 empty] | 6 |  | 1 | 15 |  | 0 | 16 |  |  | * |  |  | None | *
3 | 05-JBOX-N102 | J-BOX N1 8X8X6 W/O KNOCKOUTS | 0 | Purchased Item | Active |  | 183 | 1 |  |  |  | Item | 10 | EA | 100 | 1 | 10 | Date |  |  | 2024-09-30 15:41 |  | * | [6 empty] | 10 |  | 1 | 15 |  | 0 | 16 |  |  | * |  |  | None | *
3 | 05-CONN-0443 | FLEX CONNECTOR SQUEEZE TYPE 1 1/4" PN 1711DC | 0 | Purchased Item | Active |  | 184 | 1 |  |  |  | Item | 4 | EA | 100 | 1 | 4 | Date |  |  | 2024-09-30 15:41 |  | * | [6 empty] | 4 |  | 1 | 15 |  | 0 | 16 |  |  | * |  |  | None | *
3 | 05-SE-LB1029 | 1-1/2" SERVICE ENTRANCE LB # 1029. BRAND: ORBIT | 0 | Purchased Item | Active |  | 185 | 1 |  |  |  | Item | 2 | EA | 100 | 1 | 2 | Date |  |  | 2024-09-30 15:41 |  | * | [6 empty] | 2 |  | 1 | 15 |  | 0 | 16 |  |  | * |  |  | None | *
3 | - ASSY LEFT2.TUBE AND PIPE RUNS | Hose | 0 | Sub-assembly | Active |  | 186 | 1 |  |  |  | Item | 1 | EA | 100 | 1 | 1 | Date |  |  | 2024-09-30 15:41 |  | * | [6 empty] | 1 |  | 1 | 0 |  | 0 | 19 |  |  | * |  |  | None | *
4 | - ASSY LEFT2.RUN04 | Hose | 0 | Sub-assembly | Active |  | 1 | 1 |  |  |  | Item | 1 | EA | 100 | 1 | 1 | Date |  |  | 2024-09-30 15:41 |  | * | [6 empty] | 1 |  | 1 | 0 |  | 0 | 18 |  |  | * |  |  | None | *
5 | - PIFHOSE.1707784452088 | Hose L | 0 | Sub-assembly | Active |  | 2 | 1 |  |  |  | Item | 1 | EA | 100 | 1 | 1 | Date |  |  | 2024-09-30 15:41 |  | * | [6 empty] | 1 |  | 1 | 0 |  | 0 | 17 |  |  | * |  |  | None | *
6 | 30-TUBE-35105B | 1/4" OD 0.160I.D. PNEUMATIC WELD-SPATTER RESISTANT TUBING SPARK-LINPART# 1B-351-07-01 COLOR: BLACK (250' REEL) | 0 | Purchased Item | Active |  | 1 | 1 |  |  |  | Item | 20.463 | FT | 100 | 1 | 20.463 | Date |  |  | 2024-09-30 15:41 |  | * | [6 empty] | 20.463 |  | 1 | 15 |  | 0 | 16 |  |  | * |  |  | None | *
4 | - ASSY LEFT2.RUN02 | Hose | 0 | Sub-assembly | Active |  | 2 | 1 |  |  |  | Item | 1 | EA | 100 | 1 | 1 | Date |  |  | 2024-09-30 15:41 |  | * | [6 empty] | 1 |  | 1 | 0 |  | 0 | 18 |  |  | * |  |  | None | *
5 | - PIFHOSE.1707784103769 | Hose L | 0 | Sub-assembly | Active |  | 1 | 1 |  |  |  | Item | 1 | EA | 100 | 1 | 1 | Date |  |  | 2024-09-30 15:41 |  | * | [6 empty] | 1 |  | 1 | 0 |  | 0 | 17 |  |  | * |  |  | None | *
6 | 30-TUBE-35105B | 1/4" OD 0.160I.D. PNEUMATIC WELD-SPATTER RESISTANT TUBING SPARK-LINPART# 1B-351-07-01 COLOR: BLACK (250' REEL) | 0 | Purchased Item | Active |  | 1 | 1 |  |  |  | Item | 13.539 | FT | 100 | 1 | 13.539 | Date |  |  | 2024-09-30 15:41 |  | * | [6 empty] | 13.539 |  | 1 | 15 |  | 0 | 16 |  |  | * |  |  | None | *
5 | - PIFHOSE.1707784103774 | Hose L | 0 | Sub-assembly | Active |  | 4 | 1 |  |  |  | Item | 1 | EA | 100 | 1 | 1 | Date |  |  | 2024-09-30 15:41 |  | * | [6 empty] | 1 |  | 1 | 0 |  | 0 | 17 |  |  | * |  |  | None | *
6 | 30-TUBE-35105B | 1/4" OD 0.160I.D. PNEUMATIC WELD-SPATTER RESISTANT TUBING SPARK-LINPART# 1B-351-07-01 COLOR: BLACK (250' REEL) | 0 | Purchased Item | Active |  | 1 | 1 |  |  |  | Item | 18.035 | FT | 100 | 1 | 18.035 | Date |  |  | 2024-09-30 15:41 |  | * | [6 empty] | 18.035 |  | 1 | 15 |  | 0 | 16 |  |  | * |  |  | None | *
4 | - ASSY LEFT2.RUN01 | Hose | 0 | Sub-assembly | Active |  | 3 | 1 |  |  |  | Item | 1 | EA | 100 | 1 | 1 | Date |  |  | 2024-09-30 15:41 |  | * | [6 empty] | 1 |  | 1 | 0 |  | 0 | 18 |  |  | * |  |  | None | *
5 | - PIFHOSE.1707784103757 | Hose L | 0 | Sub-assembly | Active |  | 1 | 1 |  |  |  | Item | 1 | EA | 100 | 1 | 1 | Date |  |  | 2024-09-30 15:41 |  | * | [6 empty] | 1 |  | 1 | 0 |  | 0 | 17 |  |  | * |  |  | None | *
6 | 30-TUBE-35105B | 1/4" OD 0.160I.D. PNEUMATIC WELD-SPATTER RESISTANT TUBING SPARK-LINPART# 1B-351-07-01 COLOR: BLACK (250' REEL) | 0 | Purchased Item | Active |  | 1 | 1 |  |  |  | Item | 1.094 | FT | 100 | 1 | 1.094 | Date |  |  | 2024-09-30 15:41 |  | * | [6 empty] | 1.094 |  | 1 | 15 |  | 0 | 16 |  |  | * |  |  | None | *
5 | - PIFHOSE.1707784103747 | Hose L | 0 | Sub-assembly | Active |  | 2 | 1 |  |  |  | Item | 1 | EA | 100 | 1 | 1 | Date |  |  | 2024-09-30 15:41 |  | * | [6 empty] | 1 |  | 1 | 0 |  | 0 | 17 |  |  | * |  |  | None | *
6 | 30-TUBE-35105B | 1/4" OD 0.160I.D. PNEUMATIC WELD-SPATTER RESISTANT TUBING SPARK-LINPART# 1B-351-07-01 COLOR: BLACK (250' REEL) | 0 | Purchased Item | Active |  | 1 | 1 |  |  |  | Item | 0.542 | FT | 100 | 1 | 0.542 | Date |  |  | 2024-09-30 15:41 |  | * | [6 empty] | 0.542 |  | 1 | 15 |  | 0 | 16 |  |  | * |  |  | None | *
5 | - PIFHOSE.1707784103737 | Hose L | 0 | Sub-assembly | Active |  | 3 | 1 |  |  |  | Item | 1 | EA | 100 | 1 | 1 | Date |  |  | 2024-09-30 15:41 |  | * | [6 empty] | 1 |  | 1 | 0 |  | 0 | 17 |  |  | * |  |  | None | *
6 | 30-TUBE-35105B | 1/4" OD 0.160I.D. PNEUMATIC WELD-SPATTER RESISTANT TUBING SPARK-LINPART# 1B-351-07-01 COLOR: BLACK (250' REEL) | 0 | Purchased Item | Active |  | 1 | 1 |  |  |  | Item | 2.914 | FT | 100 | 1 | 2.914 | Date |  |  | 2024-09-30 15:41 |  | * | [6 empty] | 2.914 |  | 1 | 15 |  | 0 | 16 |  |  | * |  |  | None | *
5 | - PIFHOSE.1707784103727 | Hose L | 0 | Sub-assembly | Active |  | 4 | 1 |  |  |  | Item | 1 | EA | 100 | 1 | 1 | Date |  |  | 2024-09-30 15:41 |  | * | [6 empty] | 1 |  | 1 | 0 |  | 0 | 17 |  |  | * |  |  | None | *
6 | 30-TUBE-35105B | 1/4" OD 0.160I.D. PNEUMATIC WELD-SPATTER RESISTANT TUBING SPARK-LINPART# 1B-351-07-01 COLOR: BLACK (250' REEL) | 0 | Purchased Item | Active |  | 1 | 1 |  |  |  | Item | 3.059 | FT | 100 | 1 | 3.059 | Date |  |  | 2024-09-30 15:41 |  | * | [6 empty] | 3.059 |  | 1 | 15 |  | 0 | 16 |  |  | * |  |  | None | *
5 | - pifhose.1707784103762.ipt | Hose L | 0 | Sub-assembly | Active |  | 5 | 1 |  |  |  | Item | 1 | EA | 100 | 1 | 1 | Date |  |  | 2024-09-30 15:41 |  | * | [6 empty] | 1 |  | 1 | 0 |  | 0 | 17 |  |  | * |  |  | None | *
6 | 30-TUBE-35105B | 1/4" OD 0.160I.D. PNEUMATIC WELD-SPATTER RESISTANT TUBING SPARK-LINPART# 1B-351-07-01 COLOR: BLACK (250' REEL) | 0 | Purchased Item | Active |  | 1 | 1 |  |  |  | Item | 1.472 | FT | 100 | 1 | 1.472 | Date |  |  | 2024-09-30 15:41 |  | * | [6 empty] | 1.472 |  | 1 | 15 |  | 0 | 16 |  |  | * |  |  | None | *
5 | - PIFHOSE.1707784103717 | Hose L | 0 | Sub-assembly | Active |  | 6 | 1 |  |  |  | Item | 1 | EA | 100 | 1 | 1 | Date |  |  | 2024-09-30 15:41 |  | * | [6 empty] | 1 |  | 1 | 0 |  | 0 | 17 |  |  | * |  |  | None | *
6 | 30-TUBE-35105B | 1/4" OD 0.160I.D. PNEUMATIC WELD-SPATTER RESISTANT TUBING SPARK-LINPART# 1B-351-07-01 COLOR: BLACK (250' REEL) | 0 | Purchased Item | Active |  | 1 | 1 |  |  |  | Item | 1.793 | FT | 100 | 1 | 1.793 | Date |  |  | 2024-09-30 15:41 |  | * | [6 empty] | 1.793 |  | 1 | 15 |  | 0 | 16 |  |  | * |  |  | None | *
5 | - PIFHOSE.1707784103752 | Hose L | 0 | Sub-assembly | Active |  | 17 | 1 |  |  |  | Item | 1 | EA | 100 | 1 | 1 | Date |  |  | 2024-09-30 15:41 |  | * | [6 empty] | 1 |  | 1 | 0 |  | 0 | 17 |  |  | * |  |  | None | *
6 | 30-TUBE-35105B | 1/4" OD 0.160I.D. PNEUMATIC WELD-SPATTER RESISTANT TUBING SPARK-LINPART# 1B-351-07-01 COLOR: BLACK (250' REEL) | 0 | Purchased Item | Active |  | 1 | 1 |  |  |  | Item | 4.241 | FT | 100 | 1 | 4.241 | Date |  |  | 2024-09-30 15:41 |  | * | [6 empty] | 4.241 |  | 1 | 15 |  | 0 | 16 |  |  | * |  |  | None | *
5 | - PIFHOSE.1707784103742 | Hose L | 0 | Sub-assembly | Active |  | 18 | 1 |  |  |  | Item | 1 | EA | 100 | 1 | 1 | Date |  |  | 2024-09-30 15:41 |  | * | [6 empty] | 1 |  | 1 | 0 |  | 0 | 17 |  |  | * |  |  | None | *
6 | 30-TUBE-35105B | 1/4" OD 0.160I.D. PNEUMATIC WELD-SPATTER RESISTANT TUBING SPARK-LINPART# 1B-351-07-01 COLOR: BLACK (250' REEL) | 0 | Purchased Item | Active |  | 1 | 1 |  |  |  | Item | 1.091 | FT | 100 | 1 | 1.091 | Date |  |  | 2024-09-30 15:41 |  | * | [6 empty] | 1.091 |  | 1 | 15 |  | 0 | 16 |  |  | * |  |  | None | *
5 | - PIFHOSE.1707784103732 | Hose L | 0 | Sub-assembly | Active |  | 19 | 1 |  |  |  | Item | 1 | EA | 100 | 1 | 1 | Date |  |  | 2024-09-30 15:41 |  | * | [6 empty] | 1 |  | 1 | 0 |  | 0 | 17 |  |  | * |  |  | None | *
6 | 30-TUBE-35105B | 1/4" OD 0.160I.D. PNEUMATIC WELD-SPATTER RESISTANT TUBING SPARK-LINPART# 1B-351-07-01 COLOR: BLACK (250' REEL) | 0 | Purchased Item | Active |  | 1 | 1 |  |  |  | Item | 1.709 | FT | 100 | 1 | 1.709 | Date |  |  | 2024-09-30 15:41 |  | * | [6 empty] | 1.709 |  | 1 | 15 |  | 0 | 16 |  |  | * |  |  | None | *
5 | - PIFHOSE.1707784103722 | Hose L | 0 | Sub-assembly | Active |  | 20 | 1 |  |  |  | Item | 1 | EA | 100 | 1 | 1 | Date |  |  | 2024-09-30 15:41 |  | * | [6 empty] | 1 |  | 1 | 0 |  | 0 | 17 |  |  | * |  |  | None | *
6 | 30-TUBE-35105B | 1/4" OD 0.160I.D. PNEUMATIC WELD-SPATTER RESISTANT TUBING SPARK-LINPART# 1B-351-07-01 COLOR: BLACK (250' REEL) | 0 | Purchased Item | Active |  | 1 | 1 |  |  |  | Item | 2.117 | FT | 100 | 1 | 2.117 | Date |  |  | 2024-09-30 15:41 |  | * | [6 empty] | 2.117 |  | 1 | 15 |  | 0 | 16 |  |  | * |  |  | None | *
3 | 75-SCWH-14-34SS | 304 STAINLESS STEEL-TEK SCREW-1/4"-14 THREADS PER INCH X 3/4" LONG | 0 | Purchased Item | Active |  | 187 | 1 |  |  |  | Item | 16 | EA | 100 | 1 | 16 | Date |  |  | 2024-09-30 15:41 |  | * | [6 empty] | 16 |  | 1 | 20 |  | 0 | 21 |  |  | * |  |  | None | *
3 | -10082258 | BP MP1 SUPPLY FAN | 0 | Sub-assembly | Active |  | 188 | 1 |  |  |  | Item | 1 | EA | 100 | 1 | 1 | Date |  |  | 2024-09-30 15:41 |  | * | [6 empty] | 1 |  | 1 | 0 |  | 0.064923 | 406 |  |  | * |  |  | None | *
4 | 10-BBA-32969 | MOUNTING RAIL END STOP, WOHNER PN 32 969 | 0 | Purchased Item | Active |  | 10 | 1 |  |  |  | Item | 5 | EA | 100 | 1 | 5 | Date |  |  | 2024-09-30 15:41 |  | * | [6 empty] | 5 |  | 1 | 15 |  | 0 | 16 |  |  | * |  |  | None | *
4 | 10-BBC-1573 | END COVER, FOR COVERING BUSBAR ENDS, USE WITH 01508, PN 01573 | 0 | Purchased Item | Active |  | 20 | 1 |  |  |  | Item | 2 | EA | 100 | 1 | 2 | Date |  |  | 2024-09-30 15:41 |  | * | [6 empty] | 2 |  | 1 | 15 |  | 0 | 16 |  |  | * |  |  | None | *
4 | 10-BBS-1243 | CONNECTING TERMINAL PLATE, 3-POLE, 35-120MM, WOHNER PN 01 243 | 0 | Purchased Item | Active |  | 30 | 1 |  |  |  | Item | 2 | EA | 100 | 1 | 2 | Date |  |  | 2024-09-30 15:41 |  | * | [6 empty] | 2 |  | 1 | 15 |  | 0 | 16 |  |  | * |  |  | None | *
4 | 10-BBS-1508 | SUPPORT, 3P, FLAT, UL LISTED PN 01508 | 0 | Purchased Item | Active |  | 40 | 1 |  |  |  | Item | 4 | EA | 100 | 1 | 4 | Date |  |  | 2024-09-30 15:41 |  | * | [6 empty] | 4 |  | 1 | 15 |  | 0 | 16 |  |  | * |  |  | None | *
4 | 10-BKM-SQD-001 | CIRCUIT BREAKER QO115EPD QOMB1 | A | Purchased Item | Active |  | 50 | 1 |  |  |  | Item | 1 | EA | 100 | 1 | 1 | Date |  |  | 2024-09-30 15:41 |  | * | [6 empty] | 1 |  | 1 | 50 |  | 0 | 51 |  |  | * |  |  | None | *
4 | 10-BPW-1518 | PANEL COVER, 1100MM PN 01518 | 0 | Purchased Item | Active |  | 60 | 1 |  |  |  | Item | 1 | EA | 100 | 1 | 1 | Date |  |  | 2024-09-30 15:41 |  | * | [6 empty] | 1 |  | 1 | 15 |  | 0 | 16 |  |  | * |  |  | None | *
4 | 10-BRK-SQD-012 | CB ACCESSORY | 0 | Purchased Item | Active |  | 70 | 1 |  |  |  | Item | 1 | EA | 100 | 1 | 1 | Date |  |  | 2024-09-30 15:41 |  | * | [6 empty] | 1 |  | 1 | 15 |  | 0 | 16 |  |  | * |  |  | None | *
4 | 10-BRK-SQD-021 | MINIATURE CIRCUIT BREAKER 120/240V 15A # QO115GFI | 0 | Purchased Item | Active |  | 80 | 1 |  |  |  | Item | 1 | EA | 100 | 1 | 1 | Date |  |  | 2024-09-30 15:41 |  | * | [6 empty] | 1 |  | 1 | 20 |  | 0 | 21 |  |  | * |  |  | None | *
4 | 10-BRK-SQD-S048 | CB MCB 1P 10A KA 277/240/120VAC T/M DIN LUG BB | 0 | Purchased Item | Active |  | 90 | 1 |  |  |  | Item | 1 | EA | 100 | 1 | 1 | Date |  |  | 2024-09-30 15:41 |  | * | [6 empty] | 1 |  | 1 | 5 |  | 0 | 6 |  |  | * |  |  | None | *
4 | 10-BRK-SQD-S046 | CB MCB 1P 15A KA 277/240/120VAC T/M HP DIN SCW SCW | 0 | Purchased Item | Active |  | 100 | 1 |  |  |  | Item | 1 | EA | 100 | 1 | 1 | Date |  |  | 2024-09-30 15:41 |  | * | [6 empty] | 1 |  | 1 | 15 |  | 0 | 16 |  |  | * |  |  | None | *
4 | 10-BRK-SQD-S049 | CB MCB 1P 20A KA 277/240/120VAC T/M HP DIN SCW SCW | 0 | Purchased Item | Active |  | 110 | 1 |  |  |  | Item | 1 | EA | 100 | 1 | 1 | Date |  |  | 2024-09-30 15:41 |  | * | [6 empty] | 1 |  | 1 | 15 |  | 0 | 16 |  |  | * |  |  | None | *
4 | 10-CNT-SQD-002 | CONTACTOR 3-POLE 110V COIL 9 A | 0 | Purchased Item | Active |  | 120 | 1 |  |  |  | Item | 7 | EA | 100 | 1 | 7 | Date |  |  | 2024-09-30 15:41 |  | * | [6 empty] | 7 |  | 1 | 50 |  | 0 | 51 |  |  | * |  |  | None | *
4 | 10-DINR-0110 | 35MM DIN RAIL, 2 METERS LENGTH (7.5MM HIGH) P/N PD35ZF6 | 0 | Purchased Item | Active |  | 130 | 1 |  |  |  | Item | 1 | EA | 100 | 1 | 1 | Date |  |  | 2024-09-30 15:41 |  | * | [6 empty] | 1 |  | 1 | 45 |  | 0 | 46 |  |  | * |  |  | None | *
4 | 10-FBLK-0177 | 30A 2P CLASS CC 600V FUSEBLOCK | 0 | Purchased Item | Active |  | 140 | 1 |  |  |  | Item | 1 | EA | 100 | 1 | 1 | Date |  |  | 2024-09-30 15:41 |  | * | [6 empty] | 1 |  | 1 | 30 |  | 0 | 31 |  |  | * |  |  | None | *
4 | 10-FCB-1618 | 12X5MM 150A FLAT COPPER BUSBARS, 2400MM, TIN PLATED, WOHNER PN 01618 | 0 | Purchased Item | Active |  | 150 | 1 |  |  |  | Item | 3 | EA | 100 | 1 | 3 | Date |  |  | 2024-09-30 15:41 |  | * | [6 empty] | 3 |  | 1 | 30 |  | 0 | 31 |  |  | * |  |  | None | *
4 | 10-FH-31959 | 30A 600V BUS-MOUNTED FUSE HOLDER, WITH LED PN 31 959 | 0 | Purchased Item | Active |  | 160 | 1 |  |  |  | Item | 2 | EA | 100 | 1 | 2 | Date |  |  | 2024-09-30 15:41 |  | * | [6 empty] | 2 |  | 1 | 30 |  | 0 | 31 |  |  | * |  |  | None | *
4 | 10-FH-31968 | 30A 600V BUS-MOUNTED FUSE HOLDER, WITH LED PN 31 968 | 0 | Purchased Item | Active |  | 170 | 1 |  |  |  | Item | 1 | EA | 100 | 1 | 1 | Date |  |  | 2024-09-30 15:41 |  | * | [6 empty] | 1 |  | 1 | 30 |  | 0 | 31 |  |  | * |  |  | None | *
4 | 10-FU-JTD-20 | FUSE 20A 600V JTD20 | 0 | Purchased Item | Active |  | 180 | 1 |  |  |  | Item | 3 | EA | 100 | 1 | 3 | Date |  |  | 2024-09-30 15:41 |  | * | [6 empty] | 3 |  | 1 | 30 |  | 0 | 31 |  |  | * |  |  | None | *
4 | 10-FU-KLDR-03 | FUSE 3A 600V | 0 | Purchased Item | Active |  | 190 | 1 |  |  |  | Item | 2 | EA | 100 | 1 | 2 | Date |  |  | 2024-09-30 15:41 |  | * | [6 empty] | 2 |  | 1 | 30 |  | 0 | 31 |  |  | * |  |  | None | *
4 | 10-FU-KLDR-10 | FUSE 10A 600V | 0 | Purchased Item | Active |  | 200 | 1 |  |  |  | Item | 4 | EA | 100 | 1 | 4 | Date |  |  | 2024-09-30 15:41 |  | * | [6 empty] | 4 |  | 1 | 30 |  | 0 | 31 |  |  | * |  |  | None | *
4 | 10-FU-SPL001 | COVER PULLER LITTELFUSE # SPL001 | 0 | Purchased Item | Active |  | 210 | 1 |  |  |  | Item | 2 | EA | 100 | 1 | 2 | Date |  |  | 2024-09-30 15:41 |  | * | [6 empty] | 2 |  | 1 | 30 |  | 0 | 31 |  |  | * |  |  | None | *
4 | 14038 | GROUNDG BAR 20POS NON-INSUL | 0 | Purchased Item | Active |  | 220 | 1 |  |  |  | Item | 1 | EA | 100 | 1 | 1 | Date |  |  | 2024-09-30 15:41 |  | * | [6 empty] | 1 |  | 1 | 40 |  | 0 | 41 |  |  | * |  |  | None | *
4 | 10-MCP-SQD-004 | MOTOR PROTECTOR CLASS 10 4 TO | 0 | Finished Good - Buy | Active |  | 230 | 1 |  |  |  | Item | 6 | EA | 100 | 1 | 6 | Date |  |  | 2024-09-30 15:41 |  | * | [6 empty] | 6 |  | 1 | 20 |  | 0 | 21 |  |  | * |  |  | None | *
4 | 10-POWER-W04 | SWITCHED-MODE POWER SUPPLY, 1-PHASE, 12 VDC OUTPUT, 2A OUTPUT, WAGO P/N 787-1001 | 0 | Purchased Item | Active |  | 250 | 1 |  |  |  | Item | 1 | EA | 100 | 1 | 1 | Date |  |  | 2024-09-30 15:41 |  | * | [6 empty] | 1 |  | 1 | 50 |  | 0 | 51 |  |  | * |  |  | None | *
4 | 10-RLY-RIBU1C | ENCLOSED RELAY 10A SPDT W/120 VAC COIL, P/N RIBU1C | 0 | Purchased Item | Active |  | 260 | 1 |  |  |  | Item | 2 | EA | 100 | 1 | 2 | Date |  |  | 2024-09-30 15:41 |  | * | [6 empty] | 2 |  | 1 | 30 |  | 0 | 31 |  |  | * |  |  | None | *
4 | 10-RLY-SQD-036 | MINIATURE RELAY WITH LED 4PDT | 0 | Finished Good - Buy | Active |  | 270 | 1 |  |  |  | Item | 6 | EA | 100 | 1 | 6 | Date |  |  | 2024-09-30 15:41 |  | * | [6 empty] | 6 |  | 1 | 50 |  | 0 | 51 |  |  | * |  |  | None | *
4 | 10-RLY-SQD-040 | RELAY SOCKET 300V 10A S.D # RXZE2M114M | 0 | Purchased Item | Active |  | 280 | 1 |  |  |  | Item | 6 | EA | 100 | 1 | 6 | Date |  |  | 2024-09-30 15:41 |  | * | [6 empty] | 6 |  | 1 | 50 |  | 0 | 51 |  |  | * |  |  | None | *
4 | 10-SW-ACI-MSCSA | MINI CURRENT SWITCH ACI # A/MSCS-A | 0 | Purchased Item | Active |  | 290 | 1 |  |  |  | Item | 1 | EA | 100 | 1 | 1 | Date |  |  | 2024-09-30 15:41 |  | * | [6 empty] | 1 |  | 1 | 404 |  | 0 | 405 |  |  | * |  |  | None | *
4 | 10-TERM-1203 | 2 CONDUCTOR THROUGH TERMINAL BLOCK SUITABLE FOR EX E APPLICATIONS, WAGO PN 2002-1203 | 0 | Purchased Item | Active |  | 300 | 1 |  |  |  | Item | 51 | EA | 100 | 1 | 51 | Date |  |  | 2024-09-30 15:41 |  | * | [6 empty] | 51 |  | 1 | 50 |  | 0 | 51 |  |  | * |  |  | None | *
4 | 10-TERM-1204 | 2 CONDUCTOR THROUGH TERMINAL BLOCK, BLUE, WAGO PN 2002-1204 | 0 | Purchased Item | Active |  | 310 | 1 |  |  |  | Item | 3 | EA | 100 | 1 | 3 | Date |  |  | 2024-09-30 15:41 |  | * | [6 empty] | 3 |  | 1 | 45 |  | 0 | 46 |  |  | * |  |  | None | *
4 | 10-TERM-1205 | 2 CONDUCTOR THROUGH TERMINAL BLOCK SUITABLE FOR EX E APPLICATIONS UP TO 120°C, WAGO PN 2002-1205 | 0 | Purchased Item | Active |  | 320 | 1 |  |  |  | Item | 18 | EA | 100 | 1 | 18 | Date |  |  | 2024-09-30 15:41 |  | * | [6 empty] | 18 |  | 1 | 45 |  | 0 | 46 |  |  | * |  |  | None | *
4 | 10-TERM-1207 | 2 CONDUCTOR GROUND TERMINAL BLOCK SUITABLE FOR EX E APPLICATIONS, WAGO PN 2002-1207 | 0 | Purchased Item | Active |  | 330 | 1 |  |  |  | Item | 2 | EA | 100 | 1 | 2 | Date |  |  | 2024-09-30 15:41 |  | * | [6 empty] | 2 |  | 1 | 45 |  | 0 | 46 |  |  | * |  |  | None | *
4 | 10-TERM-1209 | 2 CONDUCTOR THROUGH TERMINAL BLOCK, LIGHT GRAY, WAGO PN 2002-1209 | 0 | Purchased Item | Active |  | 340 | 1 |  |  |  | Item | 15 | EA | 100 | 1 | 15 | Date |  |  | 2024-09-30 15:41 |  | * | [6 empty] | 15 |  | 1 | 45 |  | 0 | 46 |  |  | * |  |  | None | *
4 | 10-TERM-1292 | END & INTERMEDIATE PLATE, ORANGE, WAGO PN 2002-1292 | 0 | Purchased Item | Active |  | 350 | 1 |  |  |  | Item | 11 | EA | 100 | 1 | 11 | Date |  |  | 2024-09-30 15:41 |  | * | [6 empty] | 11 |  | 1 | 45 |  | 0 | 46 |  |  | * |  |  | None | *
4 | 10-TERM-249116 | SCREWLESS END STOP 6 MM WIDE WAGO # 249-116 | 0 | Purchased Item | Active |  | 360 | 1 |  |  |  | Item | 21 | EA | 100 | 1 | 21 | Date |  |  | 2024-09-30 15:41 |  | * | [6 empty] | 21 |  | 1 | 20 |  | 0 | 21 |  |  | * |  |  | None | *
4 | 10-TERM-GHB8V | 16-14 AWG HOOK TERMINALS BL # GH-B8V | 0 | Purchased Item | Active |  | 370 | 1 |  |  |  | Item | 8 | EA | 100 | 1 | 8 | Date |  |  | 2024-09-30 15:41 |  | * | [6 empty] | 8 |  | 1 | 20 |  | 0 | 21 |  |  | * |  |  | None | *
4 | 10-TERM-GHY10V | 12-10 AWG HOOK TERMINALS YL # GH-Y10V | 0 | Purchased Item | Active |  | 380 | 1 |  |  |  | Item | 30 | EA | 100 | 1 | 30 | Date |  |  | 2024-09-30 15:41 |  | * | [6 empty] | 30 |  | 1 | 20 |  | 0 | 21 |  |  | * |  |  | None | *
4 | 10-TERM-GRY8V | 12-10 AWG RING TERMINALS YL, STUD SIZE 8, PN GR-Y8V | 0 | Purchased Item | Active |  | 390 | 1 |  |  |  | Item | 4 | EA | 100 | 1 | 4 | Date |  |  | 2024-09-30 15:41 |  | * | [6 empty] | 4 |  | 1 | 20 |  | 0 | 21 |  |  | * |  |  | None | *
4 | 10-TERM-JB402 | 2-WAY PUSH IN TYPE JUMPER BAR WAGO # 2002-402 | 0 | Purchased Item | Active |  | 400 | 1 |  |  |  | Item | 15 | EA | 100 | 1 | 15 | Date |  |  | 2024-09-30 15:41 |  | * | [6 empty] | 15 |  | 1 | 15 |  | 0 | 16 |  |  | * |  |  | None | *
4 | 10-TERM-JB403 | 3-WAY PUSH IN TYPE JUMPER BAR WAGO # 2002-403 | 0 | Purchased Item | Active |  | 410 | 1 |  |  |  | Item | 4 | EA | 100 | 1 | 4 | Date |  |  | 2024-09-30 15:41 |  | * | [6 empty] | 4 |  | 1 | 42 |  | 0 | 43 |  |  | * |  |  | None | *
4 | 10-TERM-JB404 | 4-WAY PUSH IN TYPE JUMPER BAR WAGO # 2002-404 | 0 | Purchased Item | Active |  | 420 | 1 |  |  |  | Item | 2 | EA | 100 | 1 | 2 | Date |  |  | 2024-09-30 15:41 |  | * | [6 empty] | 2 |  | 1 | 42 |  | 0 | 43 |  |  | * |  |  | None | *
4 | 10-TRC-SQD-001 | TRANSFORMER FINGER-SAFE COVER, P/N 9070FSC2B (BOX W/100 PCS) | 0 | Purchased Item | Active |  | 430 | 1 |  |  |  | Item | 4 | EA | 100 | 1 | 4 | Date |  |  | 2024-09-30 15:41 |  | * | [6 empty] | 4 |  | 1 | 42 |  | 0 | 43 |  |  | * |  |  | None | *
4 | 10-TRS-SQD-B007 | TRANSFORMER 2000 VA PRIMARY | 0 | Purchased Item | Active |  | 440 | 1 |  |  |  | Item | 2 | EA | 100 | 1 | 2 | Date |  |  | 2024-09-30 15:41 |  | * | [6 empty] | 2 |  | 1 | 20 |  | 0 | 21 |  |  | * |  |  | None | *
4 | 10-TSA-32449 | ADAPTER EEC 32A, 2 ADJUSTABLE MOUNTING RAILS, PN 32 449 | 0 | Purchased Item | Active |  | 450 | 1 |  |  |  | Item | 6 | EA | 100 | 1 | 6 | Date |  |  | 2024-09-30 15:41 |  | * | [6 empty] | 6 |  | 1 | 20 |  | 0 | 21 |  |  | * |  |  | None | *
4 | 75-SCWP-832-12 | 8-32 X 1/2 PAN SLOTTED | 0 | Purchased Item | Active |  | 460 | 1 |  |  |  | Item | 4 | EA | 100 | 1 | 4 | Date |  |  | 2024-09-30 15:41 |  | * | [6 empty] | 4 |  | 1 | 20 |  | 0 | 21 |  |  | * |  |  | None | *
4 | 75-SCWP-1032-12 | 10-32 X 1/2 PHIL PAN PLATED | 0 | Purchased Item | Active |  | 470 | 1 |  |  |  | Item | 10 | EA | 100 | 1 | 10 | Date |  |  | 2024-09-30 15:41 |  | * | [6 empty] | 10 |  | 1 | 20 |  | 0 | 21 |  |  | * |  |  | None | *
4 | 75-SCWP-1032-34 | 10-32 X 3/4 PHIL PAN PLATED | 0 | Purchased Item | Active |  | 480 | 1 |  |  |  | Item | 9 | EA | 100 | 1 | 9 | Date |  |  | 2024-09-30 15:41 |  | * | [6 empty] | 9 |  | 1 | 20 |  | 0 | 21 |  |  | * |  |  | None | *
4 | 75-BR-97524A109 | 1/4" Dia, .126"-.25" Material Thk Sealing Blind Rivet Domed, Alum/STL #97524A109 | 0 | Purchased Item | Active |  | 490 | 1 |  |  |  | Item | 10 | EA | 100 | 1 | 10 | Date |  |  | 2024-09-30 15:41 |  | * | [6 empty] | 10 |  | 1 | 5 |  | 0 | 6 |  |  | * |  |  | None | *
4 | 75-BR-5322537P | 5/32" DIAMETER, 0.251"-0.375" MATERIAL THICKNESS, ZINC-PLATED BLIND RIVET MCMASTER# 97519A040 | 0 | Purchased Item | Active |  | 500 | 1 |  |  |  | Item | 40 | EA | 100 | 1 | 40 | Date |  |  | 2024-09-30 15:41 |  | * | [6 empty] | 40 |  | 1 | 5 |  | 0 | 6 |  |  | * |  |  | None | *
4 | 05-PAND-0127 | RACEWAY,WIRE,PVC,WHT,1.5WX3H - MODEL #PC1530-LS-W | 0 | Purchased Item | Active |  | 510 | 1 |  |  |  | Item | 18 | FT | 100 | 1 | 18 | Date |  |  | 2024-09-30 15:41 |  | * | [6 empty] | 18 |  | 1 | 20 |  | 0 | 21 |  |  | * |  |  | None | *
4 | 05-PAND-0148 | 1WX3H PANEL CHANNEL, STD SLOT, PVC, GRAY, PN PC1030-LS | 0 | Purchased Item | Active |  | 520 | 1 |  |  |  | Item | 18 | FT | 100 | 1 | 18 | Date |  |  | 2024-09-30 15:41 |  | * | [6 empty] | 18 |  | 1 | 20 |  | 0 | 21 |  |  | * |  |  | None | *
4 | 05-WIRE-0248 | 18 GA MTW WIRE BLACK | 0 | Purchased Item | Active |  | 530 | 1 |  |  |  | Item | 75 | FT | 100 | 1 | 75 | Date |  |  | 2024-09-30 15:41 |  | * | [6 empty] | 75 |  | 1 | 15 |  | 0 | 16 |  |  | * |  |  | None | *
4 | 05-WIRE-0248-BL | 18 GA MTW WIRE BLUE | 0 | Purchased Item | Active |  | 540 | 1 |  |  |  | Item | 75 | FT | 100 | 1 | 75 | Date |  |  | 2024-09-30 15:41 |  | * | [6 empty] | 75 |  | 1 | 15 |  | 0 | 16 |  |  | * |  |  | None | *
4 | 05-WIRE-0248-RD | 18 GA MTW WIRE RED | 0 | Purchased Item | Active |  | 550 | 1 |  |  |  | Item | 75 | FT | 100 | 1 | 75 | Date |  |  | 2024-09-30 15:41 |  | * | [6 empty] | 75 |  | 1 | 15 |  | 0 | 16 |  |  | * |  |  | None | *
4 | 05-WIRE-0248-WT | 18 GA TFFN WIRE WHITE WITH BLUE STRIPE PN TFFN18B16-9 IEWC | 0 | Purchased Item | Active |  | 560 | 1 |  |  |  | Item | 75 | FT | 100 | 1 | 75 | Date |  |  | 2024-09-30 15:41 |  | * | [6 empty] | 75 |  | 1 | 20 |  | 0 | 21 |  |  | * |  |  | None | *
4 | 05-WIRE-0250 | 14GA MTW COPPER WIRE BLACK | 0 | Purchased Item | Active |  | 570 | 1 |  |  |  | Item | 125 | FT | 100 | 1 | 125 | Date |  |  | 2024-09-30 15:41 |  | * | [6 empty] | 125 |  | 1 | 20 |  | 0 | 21 |  |  | * |  |  | None | *
4 | 05-WIRE-0250-GR | 14GA MTW COPPER WIRE GREEN | 0 | Purchased Item | Active |  | 580 | 1 |  |  |  | Item | 125 | FT | 100 | 1 | 125 | Date |  |  | 2024-09-30 15:41 |  | * | [6 empty] | 125 |  | 1 | 20 |  | 0 | 21 |  |  | * |  |  | None | *
4 | 05-WIRE-0250-RD | 14GA MTW COPPER WIRE RED | 0 | Purchased Item | Active |  | 600 | 1 |  |  |  | Item | 200 | FT | 100 | 1 | 200 | Date |  |  | 2024-09-30 15:41 |  | * | [6 empty] | 200 |  | 1 | 15 |  | 0 | 16 |  |  | * |  |  | None | *
4 | 05-WIRE-0250-WT | 14GA MTW COPPER WIRE WHITE | 0 | Purchased Item | Active |  | 610 | 1 |  |  |  | Item | 25 | FT | 100 | 1 | 25 | Date |  |  | 2024-09-30 15:41 |  | * | [6 empty] | 25 |  | 1 | 20 |  | 0 | 21 |  |  | * |  |  | None | *
4 | 05-WIRE-0270-GR | 10AWG MTW/AWM 105C CU WIRE GRN | 0 | Purchased Item | Active |  | 620 | 1 |  |  |  | Item | 50 | FT | 100 | 1 | 50 | Date |  |  | 2024-09-30 15:41 |  | * | [6 empty] | 50 |  | 1 | 20 |  | 0 | 21 |  |  | * |  |  | None | *
4 | 05-WIRE-0270-RD | 10AWG MTW/AWM 105C CU WIRE RED | 0 | Purchased Item | Active |  | 630 | 1 |  |  |  | Item | 50 | FT | 100 | 1 | 50 | Date |  |  | 2024-09-30 15:41 |  | * | [6 empty] | 50 |  | 1 | 20 |  | 0 | 21 |  |  | * |  |  | None | *
4 | 05-WIRE-0270-WT | 10AWG MTW/AWM 105C CU WIRE WHT | 0 | Purchased Item | Active |  | 640 | 1 |  |  |  | Item | 50 | FT | 100 | 1 | 50 | Date |  |  | 2024-09-30 15:41 |  | * | [6 empty] | 50 |  | 1 | 20 |  | 0 | 21 |  |  | * |  |  | None | *
4 | - BP-MP3 | BACK PANEL BP-MP3 | 0 | Sub-assembly | Active |  | 650 | 1 |  |  |  | Item | 1 | EA | 100 | 1 | 1 | Date |  |  | 2024-09-30 15:41 |  | * | [6 empty] | 1 |  | 1 | 0.064923 |  | 0.064923 | 17.0649 |  |  | * |  |  | None | *
5 | BP-MP3_DOC | BP MP1 SUPPLY FAN | 0 | Reference Item - Document Management | Active |  | 99999 | 1 |  |  |  | Item | 0 | EA | 100 | 1 | 0 | Date |  |  | 2024-09-30 15:41 |  | * | [6 empty] | 0 |  | 1 |  |  | 0 | 0 | [5 empty] | None
5 | 45-GALV-0328 | STEEL,GALV,G90,12GA,60X120 | 0 | Purchased Item | Active |  | 100009 | 1 |  |  |  | Item | 9.5 | SFT | 100 | 1 | 9.5 | Date |  |  | 2024-10-14 22:39 |  | * |  |  | WIP_APU-1 |  |  |  | 9.5 |  | 1 | 15 |  | 0 | 16 |  |  | * |  |  | None | *
4 | 10-TERM-201203 | 2 CONDUCTOR THROUGH TERMINAL BLOCK, RED, WAGO PN 2004-1203 | 0 | Purchased Item | Active |  | 660 | 1 |  |  |  | Item | 2 | EA | 100 | 1 | 2 | Date |  |  | 2024-09-30 15:41 |  | * | [6 empty] | 2 |  | 1 | 45 |  | 0 | 46 |  |  | * |  |  | None | *
4 | 10-TERM-201209 | 2 CONDUCTOR THROUGH TERMINAL BLOCK, LIGHT GRAY, WAGO PN 2004-1209 | 0 | Purchased Item | Active |  | 670 | 1 |  |  |  | Item | 2 | EA | 100 | 1 | 2 | Date |  |  | 2024-09-30 15:41 |  | * | [6 empty] | 2 |  | 1 | 45 |  | 0 | 46 |  |  | * |  |  | None | *
4 | 10-TERM-201292 | END & INTERMEDIATE PLATE, ORANGE, WAGO PN 2004-1292 | 0 | Purchased Item | Active |  | 680 | 1 |  |  |  | Item | 2 | EA | 100 | 1 | 2 | Date |  |  | 2024-09-30 15:41 |  | * | [6 empty] | 2 |  | 1 | 20 |  | 0 | 21 |  |  | * |  |  | None | *
4 | 10-TERM-204402 | 2-WAY PUSH-IN TYPE JUMPER BAR, WAGO # 2004-402 | 0 | Purchased Item | Active |  | 690 | 1 |  |  |  | Item | 2 | EA | 100 | 1 | 2 | Date |  |  | 2024-09-30 15:41 |  | * | [6 empty] | 2 |  | 1 | 20 |  | 0 | 21 |  |  | * |  |  | None | *
4 | 05-NSI-0100 | CABLE TIE BASE NSI FTH7A | 0 | Purchased Item | Active |  | 700 | 1 |  |  |  | Item | 20 | EA | 100 | 1 | 20 | Date |  |  | 2024-09-30 15:41 |  | * | [6 empty] | 20 |  | 1 | 15 |  | 0 | 16 |  |  | * |  |  | None | *
4 | 10082258_DOC | MP1 SUPPLY FAN DOCUMENT | C | Reference Item - Document Management | Active |  | 99999 | 1 |  |  |  | Item | 0 | EA | 100 | 1 | 0 | Date |  |  | 2024-09-30 15:41 |  | * | [6 empty] | 0 |  | 1 |  |  | 0 | 0 | [5 empty] | None
3 | -10082262 | BP MP2 ATS | 0 | Sub-assembly | Active |  | 189 | 1 |  |  |  | Item | 1 | EA | 100 | 1 | 1 | Date |  |  | 2024-09-30 15:41 |  | * | [6 empty] | 1 |  | 1 | 0 |  | 0.064923 | 52 |  |  | * |  |  | None | *
4 | 10-BRK-SQD-004 | BREAKER CUTIS 80A | 0 | Purchased Item | Active |  | 10 | 1 |  |  |  | Item | 1 | EA | 100 | 1 | 1 | Date |  |  | 2024-09-30 15:41 |  | * | [6 empty] | 1 |  | 1 | 50 |  | 0 | 51 |  |  | * |  |  | None | *
4 | 10-BRK-SQD-061 | BREAKER CIRCUIT 90A | 0 | Purchased Item | Active |  | 20 | 1 |  |  |  | Item | 2 | EA | 100 | 1 | 2 | Date |  |  | 2024-09-30 15:41 |  | * | [6 empty] | 2 |  | 1 | 50 |  | 0 | 51 |  |  | * |  |  | None | *
4 | 10-DLG-SQD-016 | DISTRIBUTION LUGS FOR C.B H-FRAME (3) 14-2 AWG # PDC3HD2 (QTY. 3 PER KIT) | 0 | Purchased Item | Active |  | 30 | 1 |  |  |  | Item | 1 | EA | 100 | 1 | 1 | Date |  |  | 2024-09-30 15:41 |  | * | [6 empty] | 1 |  | 1 | 50 |  | 0 | 51 |  |  | * |  |  | None | *
4 | 10-LUG-0101 | LUG,GND,NSI_4T,4-14AWG | 0 | Purchased Item | Active |  | 40 | 1 |  |  |  | Item | 3 | EA | 100 | 1 | 3 | Date |  |  | 2024-09-30 15:41 |  | * | [6 empty] | 3 |  | 1 | 20 |  | 0 | 21 |  |  | * |  |  | None | *
4 | 05-WIRE-0310 | 8AWG MTW/AWM 105C CU WIRE BLCK | 0 | Purchased Item | Active |  | 50 | 1 |  |  |  | Item | 100 | FT | 100 | 1 | 100 | Date |  |  | 2024-09-30 15:41 |  | * | [6 empty] | 100 |  | 1 | 15 |  | 0 | 16 |  |  | * |  |  | None | *
4 | 05-WIRE-0345 | 2AWG MTW/AWM 105C COPPER WIRE | 0 | Purchased Item | Active |  | 60 | 1 |  |  |  | Item | 150 | FT | 100 | 1 | 150 | Date |  |  | 2024-09-30 15:41 |  | * | [6 empty] | 150 |  | 1 | 15 |  | 0 | 16 |  |  | * |  |  | None | *
4 | - BP-MP6 | BACK PANEL BP-MP6 | 0 | Sub-assembly | Active |  | 70 | 1 |  |  |  | Item | 1 | EA | 100 | 1 | 1 | Date |  |  | 2024-09-30 15:41 |  | * | [6 empty] | 1 |  | 1 | 0.064923 |  | 0.064923 | 17.0649 |  |  | * |  |  | None | *
5 | BP-MP6_DOC | BP MP2 ATS | 0 | Reference Item - Document Management | Active |  | 99999 | 1 |  |  |  | Item | 0 | EA | 100 | 1 | 0 | Date |  |  | 2024-09-30 15:41 |  | * | [6 empty] | 0 |  | 1 |  |  | 0 | 0 | [5 empty] | None
5 | 45-GALV-0328 | STEEL,GALV,G90,12GA,60X120 | 0 | Purchased Item | Active |  | 100009 | 1 |  |  |  | Item | 5 | SFT | 100 | 1 | 5 | Date |  |  | 2024-10-14 22:46 |  | * |  |  | WIP_APU-1 |  |  |  | 5 |  | 1 | 15 |  | 0 | 16 |  |  | * |  |  | None | *
4 | 05-NSI-0100 | CABLE TIE BASE NSI FTH7A | 0 | Purchased Item | Active |  | 80 | 1 |  |  |  | Item | 10 | EA | 100 | 1 | 10 | Date |  |  | 2024-09-30 15:41 |  | * | [6 empty] | 10 |  | 1 | 15 |  | 0 | 16 |  |  | * |  |  | None | *
4 | 10106467 | Siemens BAS AHU Panel | 0 | Customer Supplied Parts | Active |  | 90 | 1 |  |  |  | Item | 1 | EA | 100 | 1 | 1 | Date |  |  | 2024-09-30 15:41 |  | * | [6 empty] | 1 |  | 1 | 0 |  | 0 | 1 | [5 empty] | None | *
4 | 10082262_DOC | MP2 ATS DOCUMENT | C | Reference Item - Document Management | Active |  | 99999 | 1 |  |  |  | Item | 0 | EA | 100 | 1 | 0 | Date |  |  | 2024-09-30 15:41 |  | * | [6 empty] | 0 |  | 1 |  |  | 0 | 0 | [5 empty] | None
3 | -10082263 | BP MP3 SUPPLY FAN | 0 | Sub-assembly | Active |  | 190 | 1 |  |  |  | Item | 1 | EA | 100 | 1 | 1 | Date |  |  | 2024-09-30 15:41 |  | * | [6 empty] | 1 |  | 1 | 0 |  | 0.064923 | 406 |  |  | * |  |  | None | *
4 | 10-BBA-32969 | MOUNTING RAIL END STOP, WOHNER PN 32 969 | 0 | Purchased Item | Active |  | 10 | 1 |  |  |  | Item | 5 | EA | 100 | 1 | 5 | Date |  |  | 2024-09-30 15:41 |  | * | [6 empty] | 5 |  | 1 | 15 |  | 0 | 16 |  |  | * |  |  | None | *
4 | 10-BBC-1573 | END COVER, FOR COVERING BUSBAR ENDS, USE WITH 01508, PN 01573 | 0 | Purchased Item | Active |  | 20 | 1 |  |  |  | Item | 2 | EA | 100 | 1 | 2 | Date |  |  | 2024-09-30 15:41 |  | * | [6 empty] | 2 |  | 1 | 15 |  | 0 | 16 |  |  | * |  |  | None | *
4 | 10-BBS-1243 | CONNECTING TERMINAL PLATE, 3-POLE, 35-120MM, WOHNER PN 01 243 | 0 | Purchased Item | Active |  | 30 | 1 |  |  |  | Item | 2 | EA | 100 | 1 | 2 | Date |  |  | 2024-09-30 15:41 |  | * | [6 empty] | 2 |  | 1 | 15 |  | 0 | 16 |  |  | * |  |  | None | *
4 | 10-BBS-1508 | SUPPORT, 3P, FLAT, UL LISTED PN 01508 | 0 | Purchased Item | Active |  | 40 | 1 |  |  |  | Item | 4 | EA | 100 | 1 | 4 | Date |  |  | 2024-09-30 15:41 |  | * | [6 empty] | 4 |  | 1 | 15 |  | 0 | 16 |  |  | * |  |  | None | *
4 | 10-BKM-SQD-001 | CIRCUIT BREAKER QO115EPD QOMB1 | A | Purchased Item | Active |  | 50 | 1 |  |  |  | Item | 1 | EA | 100 | 1 | 1 | Date |  |  | 2024-09-30 15:41 |  | * | [6 empty] | 1 |  | 1 | 50 |  | 0 | 51 |  |  | * |  |  | None | *
4 | 10-BPW-1518 | PANEL COVER, 1100MM PN 01518 | 0 | Purchased Item | Active |  | 60 | 1 |  |  |  | Item | 1 | EA | 100 | 1 | 1 | Date |  |  | 2024-09-30 15:41 |  | * | [6 empty] | 1 |  | 1 | 15 |  | 0 | 16 |  |  | * |  |  | None | *
4 | 10-BRK-SQD-012 | CB ACCESSORY | 0 | Purchased Item | Active |  | 70 | 1 |  |  |  | Item | 1 | EA | 100 | 1 | 1 | Date |  |  | 2024-09-30 15:41 |  | * | [6 empty] | 1 |  | 1 | 15 |  | 0 | 16 |  |  | * |  |  | None | *
4 | 10-BRK-SQD-021 | MINIATURE CIRCUIT BREAKER 120/240V 15A # QO115GFI | 0 | Purchased Item | Active |  | 80 | 1 |  |  |  | Item | 1 | EA | 100 | 1 | 1 | Date |  |  | 2024-09-30 15:41 |  | * | [6 empty] | 1 |  | 1 | 20 |  | 0 | 21 |  |  | * |  |  | None | *
4 | 10-BRK-SQD-S048 | CB MCB 1P 10A KA 277/240/120VAC T/M DIN LUG BB | 0 | Purchased Item | Active |  | 90 | 1 |  |  |  | Item | 1 | EA | 100 | 1 | 1 | Date |  |  | 2024-09-30 15:41 |  | * | [6 empty] | 1 |  | 1 | 5 |  | 0 | 6 |  |  | * |  |  | None | *
4 | 10-BRK-SQD-S046 | CB MCB 1P 15A KA 277/240/120VAC T/M HP DIN SCW SCW | 0 | Purchased Item | Active |  | 100 | 1 |  |  |  | Item | 1 | EA | 100 | 1 | 1 | Date |  |  | 2024-09-30 15:41 |  | * | [6 empty] | 1 |  | 1 | 15 |  | 0 | 16 |  |  | * |  |  | None | *
4 | 10-BRK-SQD-S049 | CB MCB 1P 20A KA 277/240/120VAC T/M HP DIN SCW SCW | 0 | Purchased Item | Active |  | 110 | 1 |  |  |  | Item | 1 | EA | 100 | 1 | 1 | Date |  |  | 2024-09-30 15:41 |  | * | [6 empty] | 1 |  | 1 | 15 |  | 0 | 16 |  |  | * |  |  | None | *
4 | 10-CNT-SQD-002 | CONTACTOR 3-POLE 110V COIL 9 A | 0 | Purchased Item | Active |  | 120 | 1 |  |  |  | Item | 7 | EA | 100 | 1 | 7 | Date |  |  | 2024-09-30 15:41 |  | * | [6 empty] | 7 |  | 1 | 50 |  | 0 | 51 |  |  | * |  |  | None | *
4 | 10-DINR-0110 | 35MM DIN RAIL, 2 METERS LENGTH (7.5MM HIGH) P/N PD35ZF6 | 0 | Purchased Item | Active |  | 130 | 1 |  |  |  | Item | 1 | EA | 100 | 1 | 1 | Date |  |  | 2024-09-30 15:41 |  | * | [6 empty] | 1 |  | 1 | 45 |  | 0 | 46 |  |  | * |  |  | None | *
4 | 10-FBLK-0177 | 30A 2P CLASS CC 600V FUSEBLOCK | 0 | Purchased Item | Active |  | 140 | 1 |  |  |  | Item | 1 | EA | 100 | 1 | 1 | Date |  |  | 2024-09-30 15:41 |  | * | [6 empty] | 1 |  | 1 | 30 |  | 0 | 31 |  |  | * |  |  | None | *
4 | 10-FCB-1618 | 12X5MM 150A FLAT COPPER BUSBARS, 2400MM, TIN PLATED, WOHNER PN 01618 | 0 | Purchased Item | Active |  | 150 | 1 |  |  |  | Item | 3 | EA | 100 | 1 | 3 | Date |  |  | 2024-09-30 15:41 |  | * | [6 empty] | 3 |  | 1 | 30 |  | 0 | 31 |  |  | * |  |  | None | *
4 | 10-FH-31959 | 30A 600V BUS-MOUNTED FUSE HOLDER, WITH LED PN 31 959 | 0 | Purchased Item | Active |  | 160 | 1 |  |  |  | Item | 2 | EA | 100 | 1 | 2 | Date |  |  | 2024-09-30 15:41 |  | * | [6 empty] | 2 |  | 1 | 30 |  | 0 | 31 |  |  | * |  |  | None | *
4 | 10-FH-31968 | 30A 600V BUS-MOUNTED FUSE HOLDER, WITH LED PN 31 968 | 0 | Purchased Item | Active |  | 170 | 1 |  |  |  | Item | 1 | EA | 100 | 1 | 1 | Date |  |  | 2024-09-30 15:41 |  | * | [6 empty] | 1 |  | 1 | 30 |  | 0 | 31 |  |  | * |  |  | None | *
4 | 10-FU-JTD-20 | FUSE 20A 600V JTD20 | 0 | Purchased Item | Active |  | 180 | 1 |  |  |  | Item | 3 | EA | 100 | 1 | 3 | Date |  |  | 2024-09-30 15:41 |  | * | [6 empty] | 3 |  | 1 | 30 |  | 0 | 31 |  |  | * |  |  | None | *
4 | 10-FU-KLDR-03 | FUSE 3A 600V | 0 | Purchased Item | Active |  | 190 | 1 |  |  |  | Item | 2 | EA | 100 | 1 | 2 | Date |  |  | 2024-09-30 15:41 |  | * | [6 empty] | 2 |  | 1 | 30 |  | 0 | 31 |  |  | * |  |  | None | *
4 | 10-FU-KLDR-10 | FUSE 10A 600V | 0 | Purchased Item | Active |  | 200 | 1 |  |  |  | Item | 4 | EA | 100 | 1 | 4 | Date |  |  | 2024-09-30 15:41 |  | * | [6 empty] | 4 |  | 1 | 30 |  | 0 | 31 |  |  | * |  |  | None | *
4 | 10-FU-SPL001 | COVER PULLER LITTELFUSE # SPL001 | 0 | Purchased Item | Active |  | 210 | 1 |  |  |  | Item | 2 | EA | 100 | 1 | 2 | Date |  |  | 2024-09-30 15:41 |  | * | [6 empty] | 2 |  | 1 | 30 |  | 0 | 31 |  |  | * |  |  | None | *
4 | 14038 | GROUNDG BAR 20POS NON-INSUL | 0 | Purchased Item | Active |  | 220 | 1 |  |  |  | Item | 1 | EA | 100 | 1 | 1 | Date |  |  | 2024-09-30 15:41 |  | * | [6 empty] | 1 |  | 1 | 40 |  | 0 | 41 |  |  | * |  |  | None | *
4 | 10-MCP-SQD-004 | MOTOR PROTECTOR CLASS 10 4 TO | 0 | Finished Good - Buy | Active |  | 230 | 1 |  |  |  | Item | 6 | EA | 100 | 1 | 6 | Date |  |  | 2024-09-30 15:41 |  | * | [6 empty] | 6 |  | 1 | 20 |  | 0 | 21 |  |  | * |  |  | None | *
4 | 10-POWER-W04 | SWITCHED-MODE POWER SUPPLY, 1-PHASE, 12 VDC OUTPUT, 2A OUTPUT, WAGO P/N 787-1001 | 0 | Purchased Item | Active |  | 250 | 1 |  |  |  | Item | 1 | EA | 100 | 1 | 1 | Date |  |  | 2024-09-30 15:41 |  | * | [6 empty] | 1 |  | 1 | 50 |  | 0 | 51 |  |  | * |  |  | None | *
4 | 10-RLY-RIBU1C | ENCLOSED RELAY 10A SPDT W/120 VAC COIL, P/N RIBU1C | 0 | Purchased Item | Active |  | 260 | 1 |  |  |  | Item | 2 | EA | 100 | 1 | 2 | Date |  |  | 2024-09-30 15:41 |  | * | [6 empty] | 2 |  | 1 | 30 |  | 0 | 31 |  |  | * |  |  | None | *
4 | 10-RLY-SQD-036 | MINIATURE RELAY WITH LED 4PDT | 0 | Finished Good - Buy | Active |  | 270 | 1 |  |  |  | Item | 6 | EA | 100 | 1 | 6 | Date |  |  | 2024-09-30 15:41 |  | * | [6 empty] | 6 |  | 1 | 50 |  | 0 | 51 |  |  | * |  |  | None | *
4 | 10-RLY-SQD-040 | RELAY SOCKET 300V 10A S.D # RXZE2M114M | 0 | Purchased Item | Active |  | 280 | 1 |  |  |  | Item | 6 | EA | 100 | 1 | 6 | Date |  |  | 2024-09-30 15:41 |  | * | [6 empty] | 6 |  | 1 | 50 |  | 0 | 51 |  |  | * |  |  | None | *
4 | 10-SW-ACI-MSCSA | MINI CURRENT SWITCH ACI # A/MSCS-A | 0 | Purchased Item | Active |  | 290 | 1 |  |  |  | Item | 1 | EA | 100 | 1 | 1 | Date |  |  | 2024-09-30 15:41 |  | * | [6 empty] | 1 |  | 1 | 404 |  | 0 | 405 |  |  | * |  |  | None | *
4 | 10-TERM-1203 | 2 CONDUCTOR THROUGH TERMINAL BLOCK SUITABLE FOR EX E APPLICATIONS, WAGO PN 2002-1203 | 0 | Purchased Item | Active |  | 300 | 1 |  |  |  | Item | 51 | EA | 100 | 1 | 51 | Date |  |  | 2024-09-30 15:41 |  | * | [6 empty] | 51 |  | 1 | 50 |  | 0 | 51 |  |  | * |  |  | None | *
4 | 10-TERM-1204 | 2 CONDUCTOR THROUGH TERMINAL BLOCK, BLUE, WAGO PN 2002-1204 | 0 | Purchased Item | Active |  | 310 | 1 |  |  |  | Item | 3 | EA | 100 | 1 | 3 | Date |  |  | 2024-09-30 15:41 |  | * | [6 empty] | 3 |  | 1 | 45 |  | 0 | 46 |  |  | * |  |  | None | *
4 | 10-TERM-1205 | 2 CONDUCTOR THROUGH TERMINAL BLOCK SUITABLE FOR EX E APPLICATIONS UP TO 120°C, WAGO PN 2002-1205 | 0 | Purchased Item | Active |  | 320 | 1 |  |  |  | Item | 18 | EA | 100 | 1 | 18 | Date |  |  | 2024-09-30 15:41 |  | * | [6 empty] | 18 |  | 1 | 45 |  | 0 | 46 |  |  | * |  |  | None | *
4 | 10-TERM-1207 | 2 CONDUCTOR GROUND TERMINAL BLOCK SUITABLE FOR EX E APPLICATIONS, WAGO PN 2002-1207 | 0 | Purchased Item | Active |  | 330 | 1 |  |  |  | Item | 2 | EA | 100 | 1 | 2 | Date |  |  | 2024-09-30 15:41 |  | * | [6 empty] | 2 |  | 1 | 45 |  | 0 | 46 |  |  | * |  |  | None | *
4 | 10-TERM-1209 | 2 CONDUCTOR THROUGH TERMINAL BLOCK, LIGHT GRAY, WAGO PN 2002-1209 | 0 | Purchased Item | Active |  | 340 | 1 |  |  |  | Item | 15 | EA | 100 | 1 | 15 | Date |  |  | 2024-09-30 15:41 |  | * | [6 empty] | 15 |  | 1 | 45 |  | 0 | 46 |  |  | * |  |  | None | *
4 | 10-TERM-1292 | END & INTERMEDIATE PLATE, ORANGE, WAGO PN 2002-1292 | 0 | Purchased Item | Active |  | 350 | 1 |  |  |  | Item | 11 | EA | 100 | 1 | 11 | Date |  |  | 2024-09-30 15:41 |  | * | [6 empty] | 11 |  | 1 | 45 |  | 0 | 46 |  |  | * |  |  | None | *
4 | 10-TERM-249116 | SCREWLESS END STOP 6 MM WIDE WAGO # 249-116 | 0 | Purchased Item | Active |  | 360 | 1 |  |  |  | Item | 21 | EA | 100 | 1 | 21 | Date |  |  | 2024-09-30 15:41 |  | * | [6 empty] | 21 |  | 1 | 20 |  | 0 | 21 |  |  | * |  |  | None | *
4 | 10-TERM-GHB8V | 16-14 AWG HOOK TERMINALS BL # GH-B8V | 0 | Purchased Item | Active |  | 370 | 1 |  |  |  | Item | 8 | EA | 100 | 1 | 8 | Date |  |  | 2024-09-30 15:41 |  | * | [6 empty] | 8 |  | 1 | 20 |  | 0 | 21 |  |  | * |  |  | None | *
4 | 10-TERM-GHY10V | 12-10 AWG HOOK TERMINALS YL # GH-Y10V | 0 | Purchased Item | Active |  | 380 | 1 |  |  |  | Item | 30 | EA | 100 | 1 | 30 | Date |  |  | 2024-09-30 15:41 |  | * | [6 empty] | 30 |  | 1 | 20 |  | 0 | 21 |  |  | * |  |  | None | *
4 | 10-TERM-GRY8V | 12-10 AWG RING TERMINALS YL, STUD SIZE 8, PN GR-Y8V | 0 | Purchased Item | Active |  | 390 | 1 |  |  |  | Item | 4 | EA | 100 | 1 | 4 | Date |  |  | 2024-09-30 15:41 |  | * | [6 empty] | 4 |  | 1 | 20 |  | 0 | 21 |  |  | * |  |  | None | *
4 | 10-TERM-JB402 | 2-WAY PUSH IN TYPE JUMPER BAR WAGO # 2002-402 | 0 | Purchased Item | Active |  | 400 | 1 |  |  |  | Item | 15 | EA | 100 | 1 | 15 | Date |  |  | 2024-09-30 15:41 |  | * | [6 empty] | 15 |  | 1 | 15 |  | 0 | 16 |  |  | * |  |  | None | *
4 | 10-TERM-JB403 | 3-WAY PUSH IN TYPE JUMPER BAR WAGO # 2002-403 | 0 | Purchased Item | Active |  | 410 | 1 |  |  |  | Item | 4 | EA | 100 | 1 | 4 | Date |  |  | 2024-09-30 15:41 |  | * | [6 empty] | 4 |  | 1 | 42 |  | 0 | 43 |  |  | * |  |  | None | *
4 | 10-TERM-JB404 | 4-WAY PUSH IN TYPE JUMPER BAR WAGO # 2002-404 | 0 | Purchased Item | Active |  | 420 | 1 |  |  |  | Item | 2 | EA | 100 | 1 | 2 | Date |  |  | 2024-09-30 15:41 |  | * | [6 empty] | 2 |  | 1 | 42 |  | 0 | 43 |  |  | * |  |  | None | *
4 | 10-TRC-SQD-001 | TRANSFORMER FINGER-SAFE COVER, P/N 9070FSC2B (BOX W/100 PCS) | 0 | Purchased Item | Active |  | 430 | 1 |  |  |  | Item | 4 | EA | 100 | 1 | 4 | Date |  |  | 2024-09-30 15:41 |  | * | [6 empty] | 4 |  | 1 | 42 |  | 0 | 43 |  |  | * |  |  | None | *
4 | 10-TRS-SQD-B007 | TRANSFORMER 2000 VA PRIMARY | 0 | Purchased Item | Active |  | 440 | 1 |  |  |  | Item | 2 | EA | 100 | 1 | 2 | Date |  |  | 2024-09-30 15:41 |  | * | [6 empty] | 2 |  | 1 | 20 |  | 0 | 21 |  |  | * |  |  | None | *
4 | 10-TSA-32449 | ADAPTER EEC 32A, 2 ADJUSTABLE MOUNTING RAILS, PN 32 449 | 0 | Purchased Item | Active |  | 450 | 1 |  |  |  | Item | 6 | EA | 100 | 1 | 6 | Date |  |  | 2024-09-30 15:41 |  | * | [6 empty] | 6 |  | 1 | 20 |  | 0 | 21 |  |  | * |  |  | None | *
4 | 75-SCWP-832-12 | 8-32 X 1/2 PAN SLOTTED | 0 | Purchased Item | Active |  | 460 | 1 |  |  |  | Item | 4 | EA | 100 | 1 | 4 | Date |  |  | 2024-09-30 15:41 |  | * | [6 empty] | 4 |  | 1 | 20 |  | 0 | 21 |  |  | * |  |  | None | *
4 | 75-SCWP-1032-12 | 10-32 X 1/2 PHIL PAN PLATED | 0 | Purchased Item | Active |  | 470 | 1 |  |  |  | Item | 10 | EA | 100 | 1 | 10 | Date |  |  | 2024-09-30 15:41 |  | * | [6 empty] | 10 |  | 1 | 20 |  | 0 | 21 |  |  | * |  |  | None | *
4 | 75-SCWP-1032-34 | 10-32 X 3/4 PHIL PAN PLATED | 0 | Purchased Item | Active |  | 480 | 1 |  |  |  | Item | 9 | EA | 100 | 1 | 9 | Date |  |  | 2024-09-30 15:41 |  | * | [6 empty] | 9 |  | 1 | 20 |  | 0 | 21 |  |  | * |  |  | None | *
4 | 75-BR-97524A109 | 1/4" Dia, .126"-.25" Material Thk Sealing Blind Rivet Domed, Alum/STL #97524A109 | 0 | Purchased Item | Active |  | 490 | 1 |  |  |  | Item | 10 | EA | 100 | 1 | 10 | Date |  |  | 2024-09-30 15:41 |  | * | [6 empty] | 10 |  | 1 | 5 |  | 0 | 6 |  |  | * |  |  | None | *
4 | 75-BR-5322537P | 5/32" DIAMETER, 0.251"-0.375" MATERIAL THICKNESS, ZINC-PLATED BLIND RIVET MCMASTER# 97519A040 | 0 | Purchased Item | Active |  | 500 | 1 |  |  |  | Item | 40 | EA | 100 | 1 | 40 | Date |  |  | 2024-09-30 15:41 |  | * | [6 empty] | 40 |  | 1 | 5 |  | 0 | 6 |  |  | * |  |  | None | *
4 | 05-PAND-0127 | RACEWAY,WIRE,PVC,WHT,1.5WX3H - MODEL #PC1530-LS-W | 0 | Purchased Item | Active |  | 510 | 1 |  |  |  | Item | 18 | FT | 100 | 1 | 18 | Date |  |  | 2024-09-30 15:41 |  | * | [6 empty] | 18 |  | 1 | 20 |  | 0 | 21 |  |  | * |  |  | None | *
4 | 05-PAND-0148 | 1WX3H PANEL CHANNEL, STD SLOT, PVC, GRAY, PN PC1030-LS | 0 | Purchased Item | Active |  | 520 | 1 |  |  |  | Item | 18 | FT | 100 | 1 | 18 | Date |  |  | 2024-09-30 15:41 |  | * | [6 empty] | 18 |  | 1 | 20 |  | 0 | 21 |  |  | * |  |  | None | *
4 | 05-WIRE-0248 | 18 GA MTW WIRE BLACK | 0 | Purchased Item | Active |  | 530 | 1 |  |  |  | Item | 75 | FT | 100 | 1 | 75 | Date |  |  | 2024-09-30 15:41 |  | * | [6 empty] | 75 |  | 1 | 15 |  | 0 | 16 |  |  | * |  |  | None | *
4 | 05-WIRE-0248-BL | 18 GA MTW WIRE BLUE | 0 | Purchased Item | Active |  | 540 | 1 |  |  |  | Item | 75 | FT | 100 | 1 | 75 | Date |  |  | 2024-09-30 15:41 |  | * | [6 empty] | 75 |  | 1 | 15 |  | 0 | 16 |  |  | * |  |  | None | *
4 | 05-WIRE-0248-RD | 18 GA MTW WIRE RED | 0 | Purchased Item | Active |  | 550 | 1 |  |  |  | Item | 75 | FT | 100 | 1 | 75 | Date |  |  | 2024-09-30 15:41 |  | * | [6 empty] | 75 |  | 1 | 15 |  | 0 | 16 |  |  | * |  |  | None | *
4 | 05-WIRE-0248-WT | 18 GA TFFN WIRE WHITE WITH BLUE STRIPE PN TFFN18B16-9 IEWC | 0 | Purchased Item | Active |  | 560 | 1 |  |  |  | Item | 75 | FT | 100 | 1 | 75 | Date |  |  | 2024-09-30 15:41 |  | * | [6 empty] | 75 |  | 1 | 20 |  | 0 | 21 |  |  | * |  |  | None | *
4 | 05-WIRE-0250 | 14GA MTW COPPER WIRE BLACK | 0 | Purchased Item | Active |  | 570 | 1 |  |  |  | Item | 125 | FT | 100 | 1 | 125 | Date |  |  | 2024-09-30 15:41 |  | * | [6 empty] | 125 |  | 1 | 20 |  | 0 | 21 |  |  | * |  |  | None | *
4 | 05-WIRE-0250-GR | 14GA MTW COPPER WIRE GREEN | 0 | Purchased Item | Active |  | 580 | 1 |  |  |  | Item | 125 | FT | 100 | 1 | 125 | Date |  |  | 2024-09-30 15:41 |  | * | [6 empty] | 125 |  | 1 | 20 |  | 0 | 21 |  |  | * |  |  | None | *
4 | 05-WIRE-0250-RD | 14GA MTW COPPER WIRE RED | 0 | Purchased Item | Active |  | 600 | 1 |  |  |  | Item | 200 | FT | 100 | 1 | 200 | Date |  |  | 2024-09-30 15:41 |  | * | [6 empty] | 200 |  | 1 | 15 |  | 0 | 16 |  |  | * |  |  | None | *
4 | 05-WIRE-0250-WT | 14GA MTW COPPER WIRE WHITE | 0 | Purchased Item | Active |  | 610 | 1 |  |  |  | Item | 25 | FT | 100 | 1 | 25 | Date |  |  | 2024-09-30 15:41 |  | * | [6 empty] | 25 |  | 1 | 20 |  | 0 | 21 |  |  | * |  |  | None | *
4 | 05-WIRE-0270-GR | 10AWG MTW/AWM 105C CU WIRE GRN | 0 | Purchased Item | Active |  | 620 | 1 |  |  |  | Item | 50 | FT | 100 | 1 | 50 | Date |  |  | 2024-09-30 15:41 |  | * | [6 empty] | 50 |  | 1 | 20 |  | 0 | 21 |  |  | * |  |  | None | *
4 | 05-WIRE-0270-RD | 10AWG MTW/AWM 105C CU WIRE RED | 0 | Purchased Item | Active |  | 630 | 1 |  |  |  | Item | 50 | FT | 100 | 1 | 50 | Date |  |  | 2024-09-30 15:41 |  | * | [6 empty] | 50 |  | 1 | 20 |  | 0 | 21 |  |  | * |  |  | None | *
4 | 05-WIRE-0270-WT | 10AWG MTW/AWM 105C CU WIRE WHT | 0 | Purchased Item | Active |  | 640 | 1 |  |  |  | Item | 50 | FT | 100 | 1 | 50 | Date |  |  | 2024-09-30 15:41 |  | * | [6 empty] | 50 |  | 1 | 20 |  | 0 | 21 |  |  | * |  |  | None | *
4 | - BP-MP1 | BACK PANEL BP-MP1 | 0 | Sub-assembly | Active |  | 650 | 1 |  |  |  | Item | 1 | EA | 100 | 1 | 1 | Date |  |  | 2024-09-30 15:41 |  | * | [6 empty] | 1 |  | 1 | 0.064923 |  | 0.064923 | 17.0649 |  |  | * |  |  | None | *
5 | BP-MP1_DOC | BP MP3 SUPPLY FAN | 0 | Reference Item - Document Management | Active |  | 99999 | 1 |  |  |  | Item | 0 | EA | 100 | 1 | 0 | Date |  |  | 2024-09-30 15:41 |  | * | [6 empty] | 0 |  | 1 |  |  | 0 | 0 | [5 empty] | None
5 | 45-GALV-0328 | STEEL,GALV,G90,12GA,60X120 | 0 | Purchased Item | Active |  | 100009 | 1 |  |  |  | Item | 9.5 | SFT | 100 | 1 | 9.5 | Date |  |  | 2024-10-14 22:36 |  | * |  |  | WIP_APU-1 |  |  |  | 9.5 |  | 1 | 15 |  | 0 | 16 |  |  | * |  |  | None | *
4 | 10-TERM-204402 | 2-WAY PUSH-IN TYPE JUMPER BAR, WAGO # 2004-402 | 0 | Purchased Item | Active |  | 660 | 1 |  |  |  | Item | 2 | EA | 100 | 1 | 2 | Date |  |  | 2024-09-30 15:41 |  | * | [6 empty] | 2 |  | 1 | 20 |  | 0 | 21 |  |  | * |  |  | None | *
4 | 10-TERM-201292 | END & INTERMEDIATE PLATE, ORANGE, WAGO PN 2004-1292 | 0 | Purchased Item | Active |  | 670 | 1 |  |  |  | Item | 2 | EA | 100 | 1 | 2 | Date |  |  | 2024-09-30 15:41 |  | * | [6 empty] | 2 |  | 1 | 20 |  | 0 | 21 |  |  | * |  |  | None | *
4 | 10-TERM-201209 | 2 CONDUCTOR THROUGH TERMINAL BLOCK, LIGHT GRAY, WAGO PN 2004-1209 | 0 | Purchased Item | Active |  | 680 | 1 |  |  |  | Item | 2 | EA | 100 | 1 | 2 | Date |  |  | 2024-09-30 15:41 |  | * | [6 empty] | 2 |  | 1 | 45 |  | 0 | 46 |  |  | * |  |  | None | *
4 | 10-TERM-201203 | 2 CONDUCTOR THROUGH TERMINAL BLOCK, RED, WAGO PN 2004-1203 | 0 | Purchased Item | Active |  | 690 | 1 |  |  |  | Item | 2 | EA | 100 | 1 | 2 | Date |  |  | 2024-09-30 15:41 |  | * | [6 empty] | 2 |  | 1 | 45 |  | 0 | 46 |  |  | * |  |  | None | *
4 | 05-NSI-0100 | CABLE TIE BASE NSI FTH7A | 0 | Purchased Item | Active |  | 700 | 1 |  |  |  | Item | 20 | EA | 100 | 1 | 20 | Date |  |  | 2024-09-30 15:41 |  | * | [6 empty] | 20 |  | 1 | 15 |  | 0 | 16 |  |  | * |  |  | None | *
4 | 10082263_DOC | MP3 SUPPLY FAN DOCUMENT | C | Reference Item - Document Management | Active |  | 99999 | 1 |  |  |  | Item | 0 | EA | 100 | 1 | 0 | Date |  |  | 2024-09-30 15:41 |  | * | [6 empty] | 0 |  | 1 |  |  | 0 | 0 | [5 empty] | None
3 | -10082264 | BP MP4 ATS | 0 | Sub-assembly | Active |  | 191 | 1 |  |  |  | Item | 1 | EA | 100 | 1 | 1 | Date |  |  | 2024-09-30 15:41 |  | * | [6 empty] | 1 |  | 1 | 0 |  | 0.064923 | 52 |  |  | * |  |  | None | *
4 | 10-BRK-SQD-004 | BREAKER CUTIS 80A | 0 | Purchased Item | Active |  | 10 | 1 |  |  |  | Item | 1 | EA | 100 | 1 | 1 | Date |  |  | 2024-09-30 15:41 |  | * | [6 empty] | 1 |  | 1 | 50 |  | 0 | 51 |  |  | * |  |  | None | *
4 | 10-BRK-SQD-061 | BREAKER CIRCUIT 90A | 0 | Purchased Item | Active |  | 20 | 1 |  |  |  | Item | 2 | EA | 100 | 1 | 2 | Date |  |  | 2024-09-30 15:41 |  | * | [6 empty] | 2 |  | 1 | 50 |  | 0 | 51 |  |  | * |  |  | None | *
4 | 10-DLG-SQD-016 | DISTRIBUTION LUGS FOR C.B H-FRAME (3) 14-2 AWG # PDC3HD2 (QTY. 3 PER KIT) | 0 | Purchased Item | Active |  | 30 | 1 |  |  |  | Item | 1 | EA | 100 | 1 | 1 | Date |  |  | 2024-09-30 15:41 |  | * | [6 empty] | 1 |  | 1 | 50 |  | 0 | 51 |  |  | * |  |  | None | *
4 | 10-LUG-0101 | LUG,GND,NSI_4T,4-14AWG | 0 | Purchased Item | Active |  | 40 | 1 |  |  |  | Item | 3 | EA | 100 | 1 | 3 | Date |  |  | 2024-09-30 15:41 |  | * | [6 empty] | 3 |  | 1 | 20 |  | 0 | 21 |  |  | * |  |  | None | *
4 | 05-WIRE-0310 | 8AWG MTW/AWM 105C CU WIRE BLCK | 0 | Purchased Item | Active |  | 50 | 1 |  |  |  | Item | 100 | FT | 100 | 1 | 100 | Date |  |  | 2024-09-30 15:41 |  | * | [6 empty] | 100 |  | 1 | 15 |  | 0 | 16 |  |  | * |  |  | None | *
4 | 05-WIRE-0345 | 2AWG MTW/AWM 105C COPPER WIRE | 0 | Purchased Item | Active |  | 60 | 1 |  |  |  | Item | 150 | FT | 100 | 1 | 150 | Date |  |  | 2024-09-30 15:41 |  | * | [6 empty] | 150 |  | 1 | 15 |  | 0 | 16 |  |  | * |  |  | None | *
4 | - BP-MP5 | BACK PANEL BP-MP5 | 0 | Sub-assembly | Active |  | 70 | 1 |  |  |  | Item | 1 | EA | 100 | 1 | 1 | Date |  |  | 2024-09-30 15:41 |  | * | [6 empty] | 1 |  | 1 | 0.064923 |  | 0.064923 | 17.0649 |  |  | * |  |  | None | *
5 | BP-MP5_DOC | BP M4 ATS | 0 | Reference Item - Document Management | Active |  | 99999 | 1 |  |  |  | Item | 0 | EA | 100 | 1 | 0 | Date |  |  | 2024-09-30 15:41 |  | * | [6 empty] | 0 |  | 1 | 5 |  | 0 | 5 | [5 empty] | None
5 | 45-GALV-0328 | STEEL,GALV,G90,12GA,60X120 | 0 | Purchased Item | Active |  | 100009 | 1 |  |  |  | Item | 5 | SFT | 100 | 1 | 5 | Date |  |  | 2024-10-14 22:44 |  | * |  |  | WIP_APU-1 |  |  |  | 5 |  | 1 | 15 |  | 0 | 16 |  |  | * |  |  | None | *
4 | 05-NSI-0100 | CABLE TIE BASE NSI FTH7A | 0 | Purchased Item | Active |  | 80 | 1 |  |  |  | Item | 10 | EA | 100 | 1 | 10 | Date |  |  | 2024-09-30 15:41 |  | * | [6 empty] | 10 |  | 1 | 15 |  | 0 | 16 |  |  | * |  |  | None | *
4 | 10106467 | Siemens BAS AHU Panel | 0 | Customer Supplied Parts | Active |  | 90 | 1 |  |  |  | Item | 1 | EA | 100 | 1 | 1 | Date |  |  | 2024-09-30 15:41 |  | * | [6 empty] | 1 |  | 1 | 0 |  | 0 | 1 | [5 empty] | None | *
4 | 10082264_DOC | MP4 ATS DOCUMENT | C | Reference Item - Document Management | Active |  | 99999 | 1 |  |  |  | Item | 0 | EA | 100 | 1 | 0 | Date |  |  | 2024-09-30 15:41 |  | * | [6 empty] | 0 |  | 1 |  |  | 0 | 0 | [5 empty] | None
3 | 75-NH-1420-P | ZINC PLATED-COURSE THREADS-HEX NUT-1/4" -20 THREADS PER INCH | 0 | Purchased Item | Active |  | 193 | 1 |  |  |  | Item | 16 | EA | 100 | 1 | 16 | Date |  |  | 2024-09-30 15:41 |  | * | [6 empty] | 16 |  | 1 | 35 |  | 0 | 36 |  |  | * |  |  | None | *
3 | 16-FITT-0145 | BARB 1/4 UNION TEE | 0 | Finished Good - Buy | Active |  | 196 | 1 |  |  |  | Item | 9 | EA | 100 | 1 | 9 | Date |  |  | 2024-09-30 15:41 |  | * | [6 empty] | 9 |  | 1 | 45 |  | 0 | 46 |  |  | * |  |  | None | *
3 | 05-SE-LB1026 | 3/4" SERVICEHOSE SECTION ENTRANCE LB # 1026. BRAND: ORBIT | 0 | Purchased Item | Active |  | 197 | 1 |  |  |  | Item | 6 | EA | 100 | 1 | 6 | Date |  |  | 2024-09-30 15:41 |  | * | [6 empty] | 6 |  | 1 | 20 |  | 0 | 21 |  |  | * |  |  | None | *
3 | 05-CONN-0325 | 90 FLEX CONNECTOR 3/8" | 0 | Purchased Item | Active |  | 201 | 1 |  |  |  | Item | 4 | EA | 100 | 1 | 4 | Date |  |  | 2024-09-30 15:41 |  | * | [6 empty] | 4 |  | 1 | 15 |  | 0 | 16 |  |  | * |  |  | None | *
3 | - BP-MP1 | BACK PANEL BP-MP1 | 0 | Sub-assembly | Active |  | 202 | 1 |  |  |  | Item | 1 | EA | 100 | 1 | 1 | Date |  |  | 2024-09-30 15:41 |  | * | [6 empty] | 1 |  | 1 | 0.064923 |  | 0.064923 | 17.0649 |  |  | * |  |  | None | *
4 | BP-MP1_DOC | BP MP3 SUPPLY FAN | 0 | Reference Item - Document Management | Active |  | 99999 | 1 |  |  |  | Item | 0 | EA | 100 | 1 | 0 | Date |  |  | 2024-09-30 15:41 |  | * | [6 empty] | 0 |  | 1 |  |  | 0 | 0 | [5 empty] | None
4 | 45-GALV-0328 | STEEL,GALV,G90,12GA,60X120 | 0 | Purchased Item | Active |  | 100009 | 1 |  |  |  | Item | 9.5 | SFT | 100 | 1 | 9.5 | Date |  |  | 2024-10-14 22:36 |  | * |  |  | WIP_APU-1 |  |  |  | 9.5 |  | 1 | 15 |  | 0 | 16 |  |  | * |  |  | None | *
3 | - BP-MP2 | BACK PANEL BP-MP2 | 0 | Sub-assembly | Active |  | 203 | 1 |  |  |  | Item | 1 | EA | 100 | 1 | 1 | Date |  |  | 2024-09-30 15:41 |  | * | [6 empty] | 1 |  | 1 | 0.064923 |  | 0.064923 | 17.0649 |  |  | * |  |  | None | *
4 | 45-GALV-0328 | STEEL,GALV,G90,12GA,60X120 | 0 | Purchased Item | Active |  | 11 | 1 |  |  |  | Item | 5 | SFT | 100 | 1 | 5 | Date |  |  | 2024-10-14 22:38 |  | * |  |  | WIP_APU-1 |  |  |  | 5 |  | 1 | 15 |  | 0 | 16 |  |  | * |  |  | None | *
3 | - BP-MP3 | BACK PANEL BP-MP3 | 0 | Sub-assembly | Active |  | 204 | 1 |  |  |  | Item | 1 | EA | 100 | 1 | 1 | Date |  |  | 2024-09-30 15:41 |  | * | [6 empty] | 1 |  | 1 | 0.064923 |  | 0.064923 | 17.0649 |  |  | * |  |  | None | *
4 | BP-MP3_DOC | BP MP1 SUPPLY FAN | 0 | Reference Item - Document Management | Active |  | 99999 | 1 |  |  |  | Item | 0 | EA | 100 | 1 | 0 | Date |  |  | 2024-09-30 15:41 |  | * | [6 empty] | 0 |  | 1 |  |  | 0 | 0 | [5 empty] | None
4 | 45-GALV-0328 | STEEL,GALV,G90,12GA,60X120 | 0 | Purchased Item | Active |  | 100009 | 1 |  |  |  | Item | 9.5 | SFT | 100 | 1 | 9.5 | Date |  |  | 2024-10-14 22:39 |  | * |  |  | WIP_APU-1 |  |  |  | 9.5 |  | 1 | 15 |  | 0 | 16 |  |  | * |  |  | None | *
3 | - MCYSC4-SEA-58626 | Pipe connection | 0 | Phantom item | Active |  | 205 | 1 |  |  |  | Item | 1 | EA | 100 | 1 | 1 | Date |  |  | 2024-09-30 15:41 |  | * | [6 empty] | 1 |  | 1 | 0 |  | 0.064923 | 22 |  |  | * |  |  | None
4 | 75-SCWP-1032516 | ZINC PLATED -FINE THREADS -STANDARD PHILLIPS HEAD BOLT -#10 -32THREADS PER INCH X 5/16" LONG | 0 | Purchased Item | Active |  | 1 | 1 |  |  |  | Item | 9 | EA | 100 | 1 | 9 | Date |  |  | 2024-09-30 15:41 |  | * | [6 empty] | 9 |  | 1 | 20 |  | 0 | 21 |  |  | * |  |  | None | *
4 | - IP-58637 | 16ga GA Brt coil 60 | M | Sub-assembly | Active |  | 2 | 1 |  |  |  | Item | 4 | EA | 100 | 1 | 4 | Date |  |  | 2024-09-30 15:41 |  | * | [6 empty] | 4 |  | 1 | 0.064923 |  | 0.064923 | 17.0649 |  |  | * |  |  | None | *
5 | 45-GALC-0275 | STEEL,GALV,G90,16 GA,60" COIL | 0 | Purchased Item | Active |  | 1 | 1 |  |  |  | Item | 1 | SFT | 100 | 1 | 4 | Date |  |  | 2024-09-30 15:41 |  | * | [6 empty] | 4 |  | 1 | 15 |  | 0 | 16 |  |  | * |  |  | None | *
5 | IP-58637_DOC | 16ga GA Brt coil 60 | 0 | Reference Item - Document Management | Active |  | 99999 | 1 |  |  |  | Item | 1 | EA | 100 | 1 | 4 | Date |  |  | 2024-09-30 15:41 |  | * | [6 empty] | 4 |  | 1 |  |  | 0 | 0 | [5 empty] | None
4 | - IP-58636 | 16ga GA Brt coil 60 | M | Sub-assembly | Active |  | 3 | 1 |  |  |  | Item | 1 | EA | 100 | 1 | 1 | Date |  |  | 2024-09-30 15:41 |  | * | [6 empty] | 1 |  | 1 | 0.064923 |  | 0.064923 | 17.0649 |  |  | * |  |  | None | *
5 | 45-GALC-0275 | STEEL,GALV,G90,16 GA,60" COIL | 0 | Purchased Item | Active |  | 1 | 1 |  |  |  | Item | 1 | SFT | 100 | 1 | 1 | Date |  |  | 2024-09-30 15:41 |  | * | [6 empty] | 1 |  | 1 | 15 |  | 0 | 16 |  |  | * |  |  | None | *
5 | IP-58636_DOC | 16ga GA Brt coil 60 | 0 | Reference Item - Document Management | Active |  | 99999 | 1 |  |  |  | Item | 1 | EA | 100 | 1 | 1 | Date |  |  | 2024-09-30 15:41 |  | * | [6 empty] | 1 |  | 1 | 0 |  | 0 | 0 | [5 empty] | None
4 | 05-CLAMP-FBP50 | FLEXIBLE PROBE BRACKET, FOR PROBE DIAMETERS FROM 1/8”, 1/4” AND 3/8”, BAPI # BA/FPB-50 | 0 | Purchased Item | Active |  | 4 | 1 |  |  |  | Item | 9 | EA | 100 | 1 | 9 | Date |  |  | 2024-09-30 15:41 |  | * | [6 empty] | 9 |  | 1 | 15 |  | 0 | 16 |  |  | * |  |  | None | *
4 | 75-NH-1032-P | ZINC PLATED -FINE THREADS -HEX NUT -#10 -32 THREADS PER INCH | 0 | Purchased Item | Active |  | 5 | 1 |  |  |  | Item | 9 | EA | 100 | 1 | 9 | Date |  |  | 2024-09-30 15:41 |  | * | [6 empty] | 9 |  | 1 | 5 |  | 0 | 6 |  |  | * |  |  | None | *
4 | - IP-58641 | 16ga GA Brt coil 60 | M | Sub-assembly | Active |  | 6 | 1 |  |  |  | Item | 4 | EA | 100 | 1 | 4 | Date |  |  | 2024-09-30 15:41 |  | * | [6 empty] | 4 |  | 1 | 0.064923 |  | 0.064923 | 17.0649 |  |  | * |  |  | None | *
5 | 45-GALC-0275 | STEEL,GALV,G90,16 GA,60" COIL | 0 | Purchased Item | Active |  | 1 | 1 |  |  |  | Item | 0.167 | SFT | 100 | 1 | 0.668 | Date |  |  | 2024-09-30 15:41 |  | * | [6 empty] | 0.668 |  | 1 | 15 |  | 0 | 16 |  |  | * |  |  | None | *
5 | IP-58641_DOC | 16ga GA Brt coil 60 | 0 | Reference Item - Document Management | Active |  | 99999 | 1 |  |  |  | Item | 1 | EA | 100 | 1 | 4 | Date |  |  | 2024-09-30 15:41 |  | * | [6 empty] | 4 |  | 1 |  |  | 0 | 0 | [5 empty] | None
3 | - MCYSC4-SEA-58623 | Door switch | 0 | Phantom item | Active |  | 206 | 1 |  |  |  | Item | 1 | EA | 100 | 1 | 1 | Date |  |  | 2024-09-30 15:41 |  | * | [6 empty] | 1 |  | 1 | 0 |  | 0.064923 | 42 |  |  | * |  |  | None
4 | 10-SW-EB06 | LIMIT SWITCH BOOTED PLUNGER | 0 | Finished Good - Buy | Active |  | 1 | 1 |  |  |  | Item | 1 | EA | 100 | 1 | 1 | Date |  |  | 2024-09-30 15:41 |  | * | [6 empty] | 1 |  | 1 | 40 |  | 0 | 41 |  |  | * |  |  | None | *
4 | 75-SCWP-832112 | 8-32 X 1 1/2 P-PAN M/S STL ZNC | 0 | Purchased Item | Active |  | 2 | 1 |  |  |  | Item | 2 | EA | 100 | 1 | 2 | Date |  |  | 2024-09-30 15:41 |  | * | [6 empty] | 2 |  | 1 | 20 |  | 0 | 21 |  |  | * |  |  | None | *
4 | 75-HN-832-ZP | 8/32 THREAD HEX NUT ZINC-PLATED STEEL MACHINE SCREW, 11/32" WIDTH, 1/8" HEIGHT # 90480A009 | 0 | Purchased Item | Active |  | 3 | 1 |  |  |  | Item | 2 | EA | 100 | 1 | 2 | Date |  |  | 2024-09-30 15:41 |  | * | [6 empty] | 2 |  | 1 | 5 |  | 0 | 6 |  |  | * |  |  | None | *
4 | - IP-58634 | 16ga GA Brt coil 60 | A | Sub-assembly | Active |  | 4 | 1 |  |  |  | Item | 1 | EA | 100 | 1 | 1 | Date |  |  | 2024-09-30 15:41 |  | * | [6 empty] | 1 |  | 1 | 0.064923 |  | 0.064923 | 17.0649 |  |  | * |  |  | None | *
5 | 45-GALC-0275 | STEEL,GALV,G90,16 GA,60" COIL | 0 | Purchased Item | Active |  | 1 | 1 |  |  |  | Item | 0.083 | SFT | 100 | 1 | 0.083 | Date |  |  | 2024-09-30 15:41 |  | * | [6 empty] | 0.083 |  | 1 | 15 |  | 0 | 16 |  |  | * |  |  | None | *
3 | - BP-MP4 | BACK PANEL BP-MP4 | 0 | Sub-assembly | Active |  | 207 | 1 |  |  |  | Item | 1 | EA | 100 | 1 | 1 | Date |  |  | 2024-09-30 15:41 |  | * | [6 empty] | 1 |  | 1 | 0.064923 |  | 0.064923 | 17.0649 |  |  | * |  |  | None | *
4 | 45-GALV-0328 | STEEL,GALV,G90,12GA,60X120 | 0 | Purchased Item | Active |  | 11 | 1 |  |  |  | Item | 5 | SFT | 100 | 1 | 5 | Date |  |  | 2024-10-14 22:41 |  | * |  |  | WIP_APU-1 |  |  |  | 5 |  | 1 | 15 |  | 0 | 16 |  |  | * |  |  | None | *
3 | - BP-MP5 | BACK PANEL BP-MP5 | 0 | Sub-assembly | Active |  | 208 | 1 |  |  |  | Item | 1 | EA | 100 | 1 | 1 | Date |  |  | 2024-09-30 15:41 |  | * | [6 empty] | 1 |  | 1 | 0.064923 |  | 0.064923 | 17.0649 |  |  | * |  |  | None | *
4 | BP-MP5_DOC | BP M4 ATS | 0 | Reference Item - Document Management | Active |  | 99999 | 1 |  |  |  | Item | 0 | EA | 100 | 1 | 0 | Date |  |  | 2024-09-30 15:41 |  | * | [6 empty] | 0 |  | 1 | 5 |  | 0 | 5 | [5 empty] | None
4 | 45-GALV-0328 | STEEL,GALV,G90,12GA,60X120 | 0 | Purchased Item | Active |  | 100009 | 1 |  |  |  | Item | 5 | SFT | 100 | 1 | 5 | Date |  |  | 2024-10-14 22:44 |  | * |  |  | WIP_APU-1 |  |  |  | 5 |  | 1 | 15 |  | 0 | 16 |  |  | * |  |  | None | *
3 | - BP-MP6 | BACK PANEL BP-MP6 | 0 | Sub-assembly | Active |  | 209 | 1 |  |  |  | Item | 1 | EA | 100 | 1 | 1 | Date |  |  | 2024-09-30 15:41 |  | * | [6 empty] | 1 |  | 1 | 0.064923 |  | 0.064923 | 17.0649 |  |  | * |  |  | None | *
4 | BP-MP6_DOC | BP MP2 ATS | 0 | Reference Item - Document Management | Active |  | 99999 | 1 |  |  |  | Item | 0 | EA | 100 | 1 | 0 | Date |  |  | 2024-09-30 15:41 |  | * | [6 empty] | 0 |  | 1 |  |  | 0 | 0 | [5 empty] | None
4 | 45-GALV-0328 | STEEL,GALV,G90,12GA,60X120 | 0 | Purchased Item | Active |  | 100009 | 1 |  |  |  | Item | 5 | SFT | 100 | 1 | 5 | Date |  |  | 2024-10-14 22:46 |  | * |  |  | WIP_APU-1 |  |  |  | 5 |  | 1 | 15 |  | 0 | 16 |  |  | * |  |  | None | *
3 | - MCYSC4-SEA-58627 | Pipe connecton | 0 | Phantom item | Active |  | 210 | 1 |  |  |  | Item | 1 | EA | 100 | 1 | 1 | Date |  |  | 2024-09-30 15:41 |  | * | [6 empty] | 1 |  | 1 | 0 |  | 0.064923 | 22 |  |  | * |  |  | None
4 | 75-SCWP-1032516 | ZINC PLATED -FINE THREADS -STANDARD PHILLIPS HEAD BOLT -#10 -32THREADS PER INCH X 5/16" LONG | 0 | Purchased Item | Active |  | 1 | 1 |  |  |  | Item | 9 | EA | 100 | 1 | 9 | Date |  |  | 2024-09-30 15:41 |  | * | [6 empty] | 9 |  | 1 | 20 |  | 0 | 21 |  |  | * |  |  | None | *
4 | - IP-58636 | 16ga GA Brt coil 60 | M | Sub-assembly | Active |  | 2 | 1 |  |  |  | Item | 1 | EA | 100 | 1 | 1 | Date |  |  | 2024-09-30 15:41 |  | * | [6 empty] | 1 |  | 1 | 0.064923 |  | 0.064923 | 17.0649 |  |  | * |  |  | None | *
5 | 45-GALC-0275 | STEEL,GALV,G90,16 GA,60" COIL | 0 | Purchased Item | Active |  | 1 | 1 |  |  |  | Item | 1 | SFT | 100 | 1 | 1 | Date |  |  | 2024-09-30 15:41 |  | * | [6 empty] | 1 |  | 1 | 15 |  | 0 | 16 |  |  | * |  |  | None | *
5 | IP-58636_DOC | 16ga GA Brt coil 60 | 0 | Reference Item - Document Management | Active |  | 99999 | 1 |  |  |  | Item | 1 | EA | 100 | 1 | 1 | Date |  |  | 2024-09-30 15:41 |  | * | [6 empty] | 1 |  | 1 | 0 |  | 0 | 0 | [5 empty] | None
4 | 05-CLAMP-FBP50 | FLEXIBLE PROBE BRACKET, FOR PROBE DIAMETERS FROM 1/8”, 1/4” AND 3/8”, BAPI # BA/FPB-50 | 0 | Purchased Item | Active |  | 3 | 1 |  |  |  | Item | 9 | EA | 100 | 1 | 9 | Date |  |  | 2024-09-30 15:41 |  | * | [6 empty] | 9 |  | 1 | 15 |  | 0 | 16 |  |  | * |  |  | None | *
4 | - IP-58643 | 16ga GA Brt coil 60 | M | Sub-assembly | Active |  | 4 | 1 |  |  |  | Item | 4 | EA | 100 | 1 | 4 | Date |  |  | 2024-09-30 15:41 |  | * | [6 empty] | 4 |  | 1 | 0.064923 |  | 0.064923 | 17.0649 |  |  | * |  |  | None | *
5 | 45-GALC-0275 | STEEL,GALV,G90,16 GA,60" COIL | 0 | Purchased Item | Active |  | 1 | 1 |  |  |  | Item | 1 | SFT | 100 | 1 | 4 | Date |  |  | 2024-09-30 15:41 |  | * | [6 empty] | 4 |  | 1 | 15 |  | 0 | 16 |  |  | * |  |  | None | *
5 | IP-58643_DOC | 16ga GA Brt coil 61 | 0 | Reference Item - Document Management | Active |  | 99999 | 1 |  |  |  | Item | 1 | EA | 100 | 1 | 4 | Date |  |  | 2024-09-30 15:41 |  | * | [6 empty] | 4 |  | 1 | 10 |  | 0 | 10 | [5 empty] | None
4 | 75-NH-1032-P | ZINC PLATED -FINE THREADS -HEX NUT -#10 -32 THREADS PER INCH | 0 | Purchased Item | Active |  | 5 | 1 |  |  |  | Item | 9 | EA | 100 | 1 | 9 | Date |  |  | 2024-09-30 15:41 |  | * | [6 empty] | 9 |  | 1 | 5 |  | 0 | 6 |  |  | * |  |  | None | *
4 | - IP-58641 | 16ga GA Brt coil 60 | M | Sub-assembly | Active |  | 6 | 1 |  |  |  | Item | 4 | EA | 100 | 1 | 4 | Date |  |  | 2024-09-30 15:41 |  | * | [6 empty] | 4 |  | 1 | 0.064923 |  | 0.064923 | 17.0649 |  |  | * |  |  | None | *
5 | 45-GALC-0275 | STEEL,GALV,G90,16 GA,60" COIL | 0 | Purchased Item | Active |  | 1 | 1 |  |  |  | Item | 0.167 | SFT | 100 | 1 | 0.668 | Date |  |  | 2024-09-30 15:41 |  | * | [6 empty] | 0.668 |  | 1 | 15 |  | 0 | 16 |  |  | * |  |  | None | *
5 | IP-58641_DOC | 16ga GA Brt coil 60 | 0 | Reference Item - Document Management | Active |  | 99999 | 1 |  |  |  | Item | 1 | EA | 100 | 1 | 4 | Date |  |  | 2024-09-30 15:41 |  | * | [6 empty] | 4 |  | 1 |  |  | 0 | 0 | [5 empty] | None
3 | 10068360 | LED SYSTEM LIGHT, RITTAL PN SZ 2500.200 | 0 | Purchased Item | Active |  | 211 | 1 |  |  |  | Item | 4 | EA | 100 | 1 | 4 | Date |  |  | 2024-10-12 |  | * | [6 empty] | 4 |  | 1 | 5 |  | 0 | 6 |  |  | * |  |  | None | *
3 | 177600P1 | BUSHING SNAP 1-3/4MTG 1-3/8ID | 0 | Purchased Item | Active |  | 212 | 1 |  |  |  | Item | 16 | EA | 100 | 1 | 16 | Date |  |  | 2024-10-12 |  | * | [6 empty] | 16 |  | 1 | 15 |  | 0 | 16 |  |  | * |  |  | None | *
3 | S-2460 | BUSHING SNAP 1-1/8"MTG .94 ID | 0 | Purchased Item | Active |  | 213 | 1 |  |  |  | Item | 8 | EA | 100 | 1 | 8 | Date |  |  | 2024-10-12 |  | * | [6 empty] | 8 |  | 1 | 10 |  | 0 | 11 |  |  | * |  |  | None | *
3 | 05-FLEX-0100 | ALUM FLEX CONDUIT 1/2" | 0 | Purchased Item | Active |  | 214 | 1 |  |  |  | Item | 57.1 | FT | 100 | 1 | 57.1 | Date |  |  | 2024-09-30 15:41 |  | * | CCO-79419 | [5 empty] | 57.1 |  | 1 | 5 |  | 0 | 6 |  |  | * |  |  | None | *
3 | 05-REDB-0104 | REDUCER BUSHNG 3/4-1/2 MFG PART# RB2 TOPAZ | 0 | Purchased Item | Active |  | 215 | 1 |  |  |  | Item | 6 | EA | 100 | 1 | 6 | Date |  |  | 2024-09-30 15:41 |  | * | CCO-79419 | [5 empty] | 6 |  | 1 | 15 |  | 0 | 16 |  |  | * |  |  | None | *
3 | - MCYS06-SMA-66258 | LEVEL 02 - VIRTUAL PARTS LOWER | H | Phantom item | Active |  | 216 | 1 |  |  |  | Item | 1 | EA | 100 | 1 | 1 | Date |  |  | 2024-09-30 15:41 |  | * | CCO-79419 | [5 empty] | 1 |  | 1 | 0 |  | 0 | 62 |  |  | * |  |  | None
4 | 80-ACT-GLB1461P | FAN RELIEF ISODMPR ACT W/ENDSW | 0 | Purchased Item | Active |  | 2 | 1 |  |  |  | Item | 6 | EA | 100 | 1 | 6 | Date |  |  | 2024-09-30 15:41 |  | * | [6 empty] | 6 |  | 1 | 40 |  | 0 | 41 |  |  | * |  |  | None | *
4 | 05-SLB-WET-0130 | 1-1/4" SERVICE ENTRANCE SLB, UL LISTED, WET LOCATIONS (NEOPRENE GASKET) | 0 | Purchased Item | Active |  | 3 | 1 |  |  |  | Item | 1 | EA | 100 | 1 | 1 | Date |  |  | 2024-09-30 15:41 |  | * | [6 empty] | 1 |  | 1 | 15 |  | 0 | 16 |  |  | * |  |  | None | *
4 | 05-SLB-WET-0140 | 1-1/2" SERVICE ENTRANCE SLB, UL LISTED, UL LISTED, WET LOCATIONS (NEOPRENE GASKET) | 0 | Purchased Item | Active |  | 4 | 1 |  |  |  | Item | 2 | EA | 100 | 1 | 2 | Date |  |  | 2024-09-30 15:41 |  | * | [6 empty] | 2 |  | 1 | 20 |  | 0 | 21 |  |  | * |  |  | None | *
4 | 05-STRP-0110 | STRAP,EMT,1_HOLE,.75 | 0 | Purchased Item | Active |  | 5 | 1 |  |  |  | Item | 20 | EA | 100 | 1 | 20 | Date |  |  | 2024-09-30 15:41 |  | * | [6 empty] | 20 |  | 1 | 15 |  | 0 | 16 |  |  | * |  |  | None | *
4 | 05-EMT-0115 | EMT COUNDUIT 1" | 0 | Purchased Item | Active |  | 6 | 1 |  |  |  | Item | 10 | FT | 100 | 1 | 10 | Date |  |  | 2024-09-30 15:41 |  | * | [6 empty] | 10 |  | 1 | 15 |  | 0 | 16 |  |  | * |  |  | None | *
4 | 05-LIGHT-0420 | LED WALL LUMINAIRE, LITHONIA P/N TWR1 LED P2 40K MVOLT PE DDBTXD | 0 | Purchased Item | Active |  | 7 | 1 |  |  |  | Item | 4 | EA | 100 | 1 | 4 | Date |  |  | 2024-09-30 15:41 |  | * | [6 empty] | 4 |  | 1 | 15 |  | 0 | 16 |  |  | * |  |  | None | *
4 | 05-NIPL-0120 | CONDUIT NIPPLE 1" | 0 | Purchased Item | Active |  | 8 | 1 |  |  |  | Item | 2 | EA | 100 | 1 | 2 | Date |  |  | 2024-09-30 15:41 |  | * | [6 empty] | 2 |  | 1 | 15 |  | 0 | 16 |  |  | * |  |  | None | *
4 | 05-PL.BUSH-0300 | 1"PLASTIC BUSHING MFG PART# 833 TOPAZ | 0 | Purchased Item | Active |  | 10 | 1 |  |  |  | Item | 2 | EA | 100 | 1 | 2 | Date |  |  | 2024-09-30 15:41 |  | * | [6 empty] | 2 |  | 1 | 20 |  | 0 | 21 |  |  | * |  |  | None | *
4 | 05-PLUG-005 | HEYCO HOLE PLUGS # 2703 (FOR 7/8" HOLES) | 0 | Purchased Item | Active |  | 11 | 1 |  |  |  | Item | 10 | EA | 100 | 1 | 10 | Date |  |  | 2024-09-30 15:41 |  | * | [6 empty] | 10 |  | 1 | 15 |  | 0 | 16 |  |  | * |  |  | None | *
4 | 45-GALC-0350 | STEEL,GALV,G90,18GA,48" COIL | 0 | Purchased Item | Active |  | 12 | 1 |  |  |  | Item | 71.99 | SFT | 100 | 1 | 71.99 | Date |  |  | 2024-09-30 15:41 |  | * | [6 empty] | 71.99 |  | 1 | 15 |  | 0 | 16 |  |  | * |  |  | None | *
4 | 75-DWCH-0120 | 8 X 3 P-BH D/W COARSE HRD BLK | 0 | Purchased Item | Active |  | 13 | 1 |  |  |  | Item | 500 | EA | 100 | 1 | 500 | Date |  |  | 2024-09-30 15:41 |  | * | [6 empty] | 500 |  | 1 | 50 |  | 0 | 51 |  |  | * |  |  | None | *
4 | 75-NH-3816-P | 3/8"-16 HEX NUT PLATED G5 | 0 | Purchased Item | Active |  | 14 | 1 |  |  |  | Item | 8 | EA | 100 | 1 | 8 | Date |  |  | 2024-09-30 15:41 |  | * | [6 empty] | 8 |  | 1 | 10 |  | 0 | 11 |  |  | * |  |  | None | *
4 | 75-NH-1032-SS | 304 STAINLESS STEEL -FINE THREADS -HEX NUT -#10 -32 THREADS PER INCH | 0 | Purchased Item | Active |  | 15 | 1 |  |  |  | Item | 2 | EA | 100 | 1 | 2 | Date |  |  | 2024-09-30 15:41 |  | * | [6 empty] | 2 |  | 1 | 60 |  | 0 | 61 |  |  | * |  |  | None | *
4 | 75-SCWP-1032-12 | 10-32 X 1/2 PHIL PAN PLATED | 0 | Purchased Item | Active |  | 16 | 1 |  |  |  | Item | 44 | EA | 100 | 1 | 44 | Date |  |  | 2024-09-30 15:41 |  | * | [6 empty] | 44 |  | 1 | 20 |  | 0 | 21 |  |  | * |  |  | None | *
4 | 75-UNIST-0100 | 1 5/8" X 1 5/8" - GALVANIZED - UNISTRUT | 0 | Purchased Item | Active |  | 18 | 1 |  |  |  | Item | 12.656 | FT | 100 | 1 | 12.656 | Date |  |  | 2024-09-30 15:41 |  | * | [6 empty] | 12.656 |  | 1 | 10 |  | 0 | 11 |  |  | * |  |  | None | *
4 | 75-SCWH-10-34 | 10X3/4" SELF DRILL SCREW HWH PL | 0 | Purchased Item | Active |  | 19 | 1 |  |  |  | Item | 21 | EA | 100 | 1 | 21 | Date |  |  | 2024-09-30 15:41 |  | * | [6 empty] | 21 |  | 1 | 20 |  | 0 | 21 |  |  | * |  |  | None | *
4 | 75-UNIST-0110 | 13/16" X 1 5/8" - GALVANIZED - UNISTRUT | 0 | Purchased Item | Active |  | 20 | 1 |  |  |  | Item | 185.46 | FT | 100 | 1 | 185.46 | Date |  |  | 2024-09-30 15:41 |  | * | [6 empty] | 185.46 |  | 1 | 5 |  | 0 | 6 |  |  | * |  |  | None | *
4 | 180801P1 | BUSHING SNAP 2"MTG 1-3/4"ID | 0 | Purchased Item | Active |  | 21 | 1 |  |  |  | Item | 5 | EA | 100 | 1 | 5 | Date |  |  | 2024-10-12 |  | * | [6 empty] | 5 |  | 1 | 15 |  | 0 | 16 |  |  | * |  |  | None | *
4 | 05-CONN-0121 | 1" EMT COMPRESSION CONNECTOR, RAIN TIGHT | 0 | Purchased Item | Active |  | 22 | 1 |  |  |  | Item | 2 | EA | 100 | 1 | 2 | Date |  |  | 2024-09-30 15:41 |  | * | CCO-79419 | [5 empty] | 2 |  | 1 | 40 |  | 0 | 41 |  |  | * |  |  | None | *
4 | 05-EMT-0150 | THREADED CONDUIT 1/2" | 0 | Purchased Item | Active |  | 23 | 1 |  |  |  | Item | 1.5 | FT | 100 | 1 | 1.5 | Date |  |  | 2024-09-30 15:41 |  | * | CCO-79419 | [5 empty] | 1.5 |  | 1 | 20 |  | 0 | 21 |  |  | * |  |  | None | *
4 | 05-JBOX-C3R886 | J-JBOX N3R 8X8X6 W/ KNOCKOUT PN C3R886HCR HAMMOND | 0 | Purchased Item | Active |  | 24 | 1 |  |  |  | Item | 2 | EA | 100 | 1 | 2 | Date |  |  | 2024-09-30 15:41 |  | * | CCO-79419 | [5 empty] | 2 |  | 1 | 15 |  | 0 | 16 |  |  | * |  |  | None | *
4 | 05-JBOX-N112 | J-BOX N1 12X12X8 W/O KNOCKOUTS HOFFMAN PN ASE12X12X8NK | 0 | Purchased Item | Active |  | 25 | 1 |  |  |  | Item | 1 | EA | 100 | 1 | 1 | Date |  |  | 2024-09-30 15:41 |  | * | CCO-79419 | [5 empty] | 1 |  | 1 | 15 |  | 0 | 16 |  |  | * |  |  | None | *
4 | 05-JBOX-N3R886 | J-BOX N3R 8X8X6 W/O KNOCKOUTS | 0 | Purchased Item | Active |  | 26 | 1 |  |  |  | Item | 1 | EA | 100 | 1 | 1 | Date |  |  | 2024-09-30 15:41 |  | * | CCO-79419 | [5 empty] | 1 |  | 1 | 15 |  | 0 | 16 |  |  | * |  |  | None | *
4 | 05-LOOM-16Y248 | CORRUGATED LOOM TUBING, INSIDE DIA. 0.640", BLACK, LENGTH: 100 FT. PN 16Y248 | 0 | Purchased Item | Active |  | 27 | 1 |  |  |  | Item | 0.5 | FT | 100 | 1 | 0.5 | Date |  |  | 2024-09-30 15:41 |  | * | CCO-79419 | [5 empty] | 0.5 |  | 1 | 15 |  | 0 | 16 |  |  | * |  |  | None | *
4 | 05-REDW-0110 | REDUCER WASHER 1" X 1/2" MFG PART# 901 TOPAZ | 0 | Purchased Item | Active |  | 28 | 1 |  |  |  | Item | 2 | EA | 100 | 1 | 2 | Date |  |  | 2024-09-30 15:41 |  | * | CCO-79419 | [5 empty] | 2 |  | 1 | 15 |  | 0 | 16 |  |  | * |  |  | None | *
4 | 05-REDW-0130 | REDUCER WASHER 1-1/4X3/4 | 0 | Purchased Item | Active |  | 29 | 1 |  |  |  | Item | 2 | EA | 100 | 1 | 2 | Date |  |  | 2024-09-30 15:41 |  | * | CCO-79419 | [5 empty] | 2 |  | 1 | 20 |  | 0 | 21 |  |  | * |  |  | None | *
4 | 05-REDW-0140 | REDUCER WASHER 1-1/2X1 | 0 | Purchased Item | Active |  | 30 | 1 |  |  |  | Item | 1 | EA | 100 | 1 | 1 | Date |  |  | 2024-09-30 15:41 |  | * | CCO-79419 | [5 empty] | 1 |  | 1 | 20 |  | 0 | 21 |  |  | * |  |  | None | *
4 | 05-REDW-0175 | REDUCER WASHER 2 X 1-1/4 MFG PART# 913 TOPAZ | 0 | Purchased Item | Active |  | 31 | 1 |  |  |  | Item | 2 | EA | 100 | 1 | 2 | Date |  |  | 2024-09-30 15:41 |  | * | CCO-79419 | [5 empty] | 2 |  | 1 | 15 |  | 0 | 16 |  |  | * |  |  | None | *
4 | 05-SEAL-0114 | SEAL RING 1 1/4", THOMAS AND BETTS MODEL 5265 | 0 | Purchased Item | Active |  | 32 | 1 |  |  |  | Item | 3 | EA | 100 | 1 | 3 | Date |  |  | 2024-09-30 15:41 |  | * | CCO-79419 | [5 empty] | 3 |  | 1 | 20 |  | 0 | 21 |  |  | * |  |  | None | *
4 | 05-COUP-0120 | RIGID COUPLING 1" | 0 | Purchased Item | Active |  | 33 | 1 |  |  |  | Item | 1 | EA | 100 | 1 | 1 | Date |  |  | 2024-09-30 15:41 |  | * | CCO-79419 | [5 empty] | 1 |  | 1 | 15 |  | 0 | 16 |  |  | * |  |  | None | *
4 | 05-FLEX-0170 | LIQ-TITE FLEX CONDUIT 1-1/4" | 0 | Purchased Item | Active |  | 34 | 1 |  |  |  | Item | 10.145 | FT | 100 | 1 | 10.145 | Date |  |  | 2024-09-30 15:41 |  | * | CCO-79419 | [5 empty] | 10.145 |  | 1 | 15 |  | 0 | 16 |  |  | * |  |  | None | *
4 | 05-PL.BUSH-0200 | 3/4"PLASTIC BUSHING | 0 | Purchased Item | Active |  | 35 | 1 |  |  |  | Item | 4 | EA | 100 | 1 | 4 | Date |  |  | 2024-09-30 15:41 |  | * | CCO-79419 | [5 empty] | 4 |  | 1 | 15 |  | 0 | 16 |  |  | * |  |  | None | *
2 | - 04_MCYS06_ASSY_M_LOW_EBS | MSF CYS06 COLO4 MECH ASSY EBS | E | Sub-assembly | Active |  | 29 | 1 |  |  |  | Item | 1 | EA | 100 | 1 | 1 | Date |  |  | 2024-09-30 15:41 |  | * | [6 empty] | 1 |  | 1 | 0.10821 |  | 0.17313 | 129.1082 |  |  | * |  |  | None | *
3 | - MCYS06-SMA-66125 | SEPTUM WALL LOWER ASSY | 0 | Sub-assembly | Active |  | 1 | 1 |  |  |  | Item | 1 | EA | 100 | 1 | 1 | Date |  |  | 2024-09-30 15:41 |  | * | [6 empty] | 1 |  | 1 | 0 |  | 0.064923 | 83.0649 |  |  | * |  |  | None | *
4 | - IP-60041 | 16ga SS 304L Solid coil 60 | 0 | Sub-assembly | Active |  | 1 | 1 |  |  |  | Item | 1 | EA | 100 | 1 | 1 | Date |  |  | 2024-09-30 15:41 |  | * | [6 empty] | 1 |  | 1 | 0.064923 |  | 0.064923 | 12.0649 |  |  | * |  |  | None | *
5 | 45-304L-C0110 | STEEL,304-L S/S,16 GA,60" COIL | 0 | Purchased Item | Active |  | 1 | 1 |  |  |  | Item | 2.687 | SFT | 100 | 1 | 2.687 | Date |  |  | 2024-09-30 15:41 |  | * | [6 empty] | 2.687 |  | 1 | 10 |  | 0 | 11 |  |  | * |  |  | None | *
5 | IP-60041_DOC | 16ga SS 304L Solid coil 60. | B | Reference Item - Document Management | Active |  | 99999 | 1 |  |  |  | Item | 1 | EA | 100 | 1 | 1 | Date |  |  | 2024-09-30 15:41 |  | * | [6 empty] | 1 |  | 1 |  |  | 0 | 0 | [5 empty] | None
4 | - IP-60040 | 16ga SS 304L Solid coil 60 | 0 | Sub-assembly | Active |  | 2 | 1 |  |  |  | Item | 6 | EA | 100 | 1 | 6 | Date |  |  | 2024-09-30 15:41 |  | * | [6 empty] | 6 |  | 1 | 0.064923 |  | 0.064923 | 12.0649 |  |  | * |  |  | None | *
5 | 45-304L-C0110 | STEEL,304-L S/S,16 GA,60" COIL | 0 | Purchased Item | Active |  | 1 | 1 |  |  |  | Item | 2.58 | SFT | 100 | 1 | 15.48 | Date |  |  | 2024-09-30 15:41 |  | * | [6 empty] | 15.48 |  | 1 | 10 |  | 0 | 11 |  |  | * |  |  | None | *
5 | IP-60040_DOC | 16ga SS 304L Solid coil 60. | B | Reference Item - Document Management | Active |  | 99999 | 1 |  |  |  | Item | 1 | EA | 100 | 1 | 6 | Date |  |  | 2024-09-30 15:41 |  | * | [6 empty] | 6 |  | 1 |  |  | 0 | 0 | [5 empty] | None
4 | - IP-60043 | 16ga GA Brt coil 60 | 0 | Sub-assembly | Active |  | 3 | 1 |  |  |  | Item | 4 | EA | 100 | 1 | 4 | Date |  |  | 2024-09-30 15:41 |  | * | [6 empty] | 4 |  | 1 | 0.064923 |  | 0.064923 | 17.0649 |  |  | * |  |  | None | *
5 | 45-GALC-0275 | STEEL,GALV,G90,16 GA,60" COIL | 0 | Purchased Item | Active |  | 1 | 1 |  |  |  | Item | 2.58 | SFT | 100 | 1 | 10.32 | Date |  |  | 2024-09-30 15:41 |  | * | [6 empty] | 10.32 |  | 1 | 15 |  | 0 | 16 |  |  | * |  |  | None | *
5 | IP-60043_DOC | 16ga GA Brt coil 60. | B | Reference Item - Document Management | Active |  | 99999 | 1 |  |  |  | Item | 1 | EA | 100 | 1 | 4 | Date |  |  | 2024-09-30 15:41 |  | * | [6 empty] | 4 |  | 1 |  |  | 0 | 0 | [5 empty] | None
4 | - IP-60042 | 16ga SS 304L Solid coil 60 | 0 | Sub-assembly | Active |  | 4 | 1 |  |  |  | Item | 2 | EA | 100 | 1 | 2 | Date |  |  | 2024-09-30 15:41 |  | * | [6 empty] | 2 |  | 1 | 0.064923 |  | 0.064923 | 12.0649 |  |  | * |  |  | None | *
5 | 45-304L-C0110 | STEEL,304-L S/S,16 GA,60" COIL | 0 | Purchased Item | Active |  | 1 | 1 |  |  |  | Item | 2.687 | SFT | 100 | 1 | 5.374 | Date |  |  | 2024-09-30 15:41 |  | * | [6 empty] | 5.374 |  | 1 | 10 |  | 0 | 11 |  |  | * |  |  | None | *
5 | IP-60042_DOC | 16ga SS 304L Solid coil 60. | B | Reference Item - Document Management | Active |  | 99999 | 1 |  |  |  | Item | 1 | EA | 100 | 1 | 2 | Date |  |  | 2024-09-30 15:41 |  | * | [6 empty] | 2 |  | 1 |  |  | 0 | 0 | [5 empty] | None
4 | - IP-60045 | 16ga GA Brt coil 60 | 0 | Sub-assembly | Active |  | 5 | 1 |  |  |  | Item | 1 | EA | 100 | 1 | 1 | Date |  |  | 2024-09-30 15:41 |  | * | [6 empty] | 1 |  | 1 | 0.064923 |  | 0.064923 | 17.0649 |  |  | * |  |  | None | *
5 | 45-GALC-0275 | STEEL,GALV,G90,16 GA,60" COIL | 0 | Purchased Item | Active |  | 1 | 1 |  |  |  | Item | 2.687 | SFT | 100 | 1 | 2.687 | Date |  |  | 2024-09-30 15:41 |  | * | [6 empty] | 2.687 |  | 1 | 15 |  | 0 | 16 |  |  | * |  |  | None | *
5 | IP-60045_DOC | 16ga GA Brt coil 60. | B | Reference Item - Document Management | Active |  | 99999 | 1 |  |  |  | Item | 1 | EA | 100 | 1 | 1 | Date |  |  | 2024-09-30 15:41 |  | * | [6 empty] | 1 |  | 1 |  |  | 0 | 0 | [5 empty] | None
4 | - IP-60320 | 16ga SS 304L Solid coil 60 | 0 | Sub-assembly | Active |  | 6 | 1 |  |  |  | Item | 1 | EA | 100 | 1 | 1 | Date |  |  | 2024-09-30 15:41 |  | * | [6 empty] | 1 |  | 1 | 0.064923 |  | 0.064923 | 12.0649 |  |  | * |  |  | None | *
5 | 45-304L-C0110 | STEEL,304-L S/S,16 GA,60" COIL | 0 | Purchased Item | Active |  | 1 | 1 |  |  |  | Item | 1.259 | SFT | 100 | 1 | 1.259 | Date |  |  | 2024-09-30 15:41 |  | * | [6 empty] | 1.259 |  | 1 | 10 |  | 0 | 11 |  |  | * |  |  | None | *
5 | IP-60320_DOC | 16ga SS 304L Solid coil 60. | B | Reference Item - Document Management | Active |  | 99999 | 1 |  |  |  | Item | 1 | EA | 100 | 1 | 1 | Date |  |  | 2024-09-30 15:41 |  | * | [6 empty] | 1 |  | 1 |  |  | 0 | 0 | [5 empty] | None
4 | - IP-60287 | 16ga SS 304L Solid coil 60 | 0 | Sub-assembly | Active |  | 7 | 1 |  |  |  | Item | 2 | EA | 100 | 1 | 2 | Date |  |  | 2024-09-30 15:41 |  | * | [6 empty] | 2 |  | 1 | 0.064923 |  | 0.064923 | 12.0649 |  |  | * |  |  | None | *
5 | 45-304L-C0110 | STEEL,304-L S/S,16 GA,60" COIL | 0 | Purchased Item | Active |  | 1 | 1 |  |  |  | Item | 0.677 | SFT | 100 | 1 | 1.354 | Date |  |  | 2024-09-30 15:41 |  | * | [6 empty] | 1.354 |  | 1 | 10 |  | 0 | 11 |  |  | * |  |  | None | *
5 | IP-60287_DOC | 16ga SS 304L Solid coil 60. | B | Reference Item - Document Management | Active |  | 99999 | 1 |  |  |  | Item | 1 | EA | 100 | 1 | 2 | Date |  |  | 2024-09-30 15:41 |  | * | [6 empty] | 2 |  | 1 |  |  | 0 | 0 | [5 empty] | None
4 | - IP-60044 | 16ga GA Brt coil 60 | 0 | Sub-assembly | Active |  | 8 | 1 |  |  |  | Item | 1 | EA | 100 | 1 | 1 | Date |  |  | 2024-09-30 15:41 |  | * | [6 empty] | 1 |  | 1 | 0.064923 |  | 0.064923 | 17.0649 |  |  | * |  |  | None | *
5 | 45-GALC-0275 | STEEL,GALV,G90,16 GA,60" COIL | 0 | Purchased Item | Active |  | 1 | 1 |  |  |  | Item | 2.687 | SFT | 100 | 1 | 2.687 | Date |  |  | 2024-09-30 15:41 |  | * | [6 empty] | 2.687 |  | 1 | 15 |  | 0 | 16 |  |  | * |  |  | None | *
5 | IP-60044_DOC | 16ga GA Brt coil 60. | B | Reference Item - Document Management | Active |  | 99999 | 1 |  |  |  | Item | 1 | EA | 100 | 1 | 1 | Date |  |  | 2024-09-30 15:41 |  | * | [6 empty] | 1 |  | 1 |  |  | 0 | 0 | [5 empty] | None
4 | - IP-60289 | 16ga SS 304L Solid coil 60 | 0 | Sub-assembly | Active |  | 9 | 1 |  |  |  | Item | 2 | EA | 100 | 1 | 2 | Date |  |  | 2024-09-30 15:41 |  | * | [6 empty] | 2 |  | 1 | 0.064923 |  | 0.064923 | 51.0649 |  |  | * |  |  | None | *
5 | 45-304L-C0110 | STEEL,304-L S/S,16 GA,60" COIL | 0 | Purchased Item | Active |  | 1 | 1 |  |  |  | Item | 0.793 | SFT | 100 | 1 | 1.586 | Date |  |  | 2024-09-30 15:41 |  | * | [6 empty] | 1.586 |  | 1 | 10 |  | 0 | 11 |  |  | * |  |  | None | *
5 | IP-60289_DOC | 16ga SS 304L Solid coil 60. | B | Reference Item - Document Management | Active |  | 99999 | 1 |  |  |  | Item | 1 | EA | 100 | 1 | 2 | Date |  |  | 2024-09-30 15:41 |  | * | [6 empty] | 2 |  | 1 | 50 |  | 0 | 50 | [5 empty] | None
4 | - IP-60321 | 16ga SS 304L Solid coil 60 | 0 | Sub-assembly | Active |  | 10 | 1 |  |  |  | Item | 1 | EA | 100 | 1 | 1 | Date |  |  | 2024-09-30 15:41 |  | * | [6 empty] | 1 |  | 1 | 0.064923 |  | 0.064923 | 51.0649 |  |  | * |  |  | None | *
5 | 45-304L-C0110 | STEEL,304-L S/S,16 GA,60" COIL | 0 | Purchased Item | Active |  | 1 | 1 |  |  |  | Item | 1.19 | SFT | 100 | 1 | 1.19 | Date |  |  | 2024-09-30 15:41 |  | * | [6 empty] | 1.19 |  | 1 | 10 |  | 0 | 11 |  |  | * |  |  | None | *
5 | IP-60321_DOC | 16ga SS 304L Solid coil 60. | B | Reference Item - Document Management | Active |  | 99999 | 1 |  |  |  | Item | 1 | EA | 100 | 1 | 1 | Date |  |  | 2024-09-30 15:41 |  | * | [6 empty] | 1 |  | 1 | 50 |  | 0 | 50 | [5 empty] | None
4 | - IP-60288 | 16ga SS 304L Solid coil 60 | 0 | Sub-assembly | Active |  | 11 | 1 |  |  |  | Item | 2 | EA | 100 | 1 | 2 | Date |  |  | 2024-09-30 15:41 |  | * | [6 empty] | 2 |  | 1 | 0.064923 |  | 0.064923 | 51.0649 |  |  | * |  |  | None | *
5 | 45-304L-C0110 | STEEL,304-L S/S,16 GA,60" COIL | 0 | Purchased Item | Active |  | 1 | 1 |  |  |  | Item | 0.211 | SFT | 100 | 1 | 0.422 | Date |  |  | 2024-09-30 15:41 |  | * | [6 empty] | 0.422 |  | 1 | 10 |  | 0 | 11 |  |  | * |  |  | None | *
5 | IP-60288_DOC | 16ga SS 304L Solid coil 60. | B | Reference Item - Document Management | Active |  | 99999 | 1 |  |  |  | Item | 1 | EA | 100 | 1 | 2 | Date |  |  | 2024-09-30 15:41 |  | * | [6 empty] | 2 |  | 1 | 50 |  | 0 | 50 | [5 empty] | None
4 | - IP-60324 | 16ga GA Brt coil 60 | 0 | Sub-assembly | Active |  | 12 | 1 |  |  |  | Item | 1 | EA | 100 | 1 | 1 | Date |  |  | 2024-09-30 15:41 |  | * | [6 empty] | 1 |  | 1 | 0.064923 |  | 0.064923 | 17.0649 |  |  | * |  |  | None | *
5 | 45-GALC-0275 | STEEL,GALV,G90,16 GA,60" COIL | 0 | Purchased Item | Active |  | 1 | 1 |  |  |  | Item | 2.58 | SFT | 100 | 1 | 2.58 | Date |  |  | 2024-09-30 15:41 |  | * | [6 empty] | 2.58 |  | 1 | 15 |  | 0 | 16 |  |  | * |  |  | None | *
5 | IP-60324_DOC | 16ga GA Brt coil 60. | B | Reference Item - Document Management | Active |  | 72 | 1 |  |  |  | Item | 1 | EA | 100 | 1 | 1 | Date |  |  | 2024-09-30 15:41 |  | * | [6 empty] | 1 |  | 1 |  |  | 0 | 0 | [5 empty] | None
4 | - IP-60326 | 16ga SS 304L Solid coil 60 | 0 | Sub-assembly | Active |  | 13 | 1 |  |  |  | Item | 1 | EA | 100 | 1 | 1 | Date |  |  | 2024-09-30 15:41 |  | * | [6 empty] | 1 |  | 1 | 0.064923 |  | 0.064923 | 17.0649 |  |  | * |  |  | None | *
5 | 45-GALC-0275 | STEEL,GALV,G90,16 GA,60" COIL | 0 | Purchased Item | Active |  | 1 | 1 |  |  |  | Item | 1.597 | SFT | 100 | 1 | 1.597 | Date |  |  | 2024-09-30 15:41 |  | * | [6 empty] | 1.597 |  | 1 | 15 |  | 0 | 16 |  |  | * |  |  | None | *
5 | IP-60326_DOC | 16ga SS 304L Solid coil 60. | B | Reference Item - Document Management | Active |  | 99999 | 1 |  |  |  | Item | 1 | EA | 100 | 1 | 1 | Date |  |  | 2024-09-30 15:41 |  | * | [6 empty] | 1 |  | 1 |  |  | 0 | 0 | [5 empty] | None
4 | 75-SCWR-818-34 | SELF DRILLING SCREW 8-18, 3/4" LENGTH, ZINC PLATED PAN HEAD PHILLIPS, PART NO. 94060A197 | 0 | Purchased Item | Active |  | 14 | 1 |  |  |  | Item | 384 | EA | 100 | 1 | 384 | Date |  |  | 2024-09-30 15:41 |  | * | [6 empty] | 384 |  | 1 | 40 |  | 0 | 41 |  |  | * |  |  | None | *
4 | - IP-60325 | 16ga GA Brt coil 60 | 0 | Sub-assembly | Active |  | 15 | 1 |  |  |  | Item | 2 | EA | 100 | 1 | 2 | Date |  |  | 2024-09-30 15:41 |  | * | [6 empty] | 2 |  | 1 | 0.064923 |  | 0.064923 | 17.0649 |  |  | * |  |  | None | *
5 | 45-GALC-0275 | STEEL,GALV,G90,16 GA,60" COIL | 0 | Purchased Item | Active |  | 1 | 1 |  |  |  | Item | 2.54 | SFT | 100 | 1 | 5.08 | Date |  |  | 2024-09-30 15:41 |  | * | [6 empty] | 5.08 |  | 1 | 15 |  | 0 | 16 |  |  | * |  |  | None | *
5 | IP-60325_DOC | 16ga GA Brt coil 60. | B | Reference Item - Document Management | Active |  | 73 | 1 |  |  |  | Item | 1 | EA | 100 | 1 | 2 | Date |  |  | 2024-09-30 15:41 |  | * | [6 empty] | 2 |  | 1 |  |  | 0 | 0 | [5 empty] | None
4 | - IP-60328 | 16ga GA Brt coil 60 | 0 | Sub-assembly | Active |  | 16 | 1 |  |  |  | Item | 2 | EA | 100 | 1 | 2 | Date |  |  | 2024-09-30 15:41 |  | * | [6 empty] | 2 |  | 1 | 0.064923 |  | 0.064923 | 51.0649 |  |  | * |  |  | None | *
5 | 45-304L-C0110 | STEEL,304-L S/S,16 GA,60" COIL | 0 | Purchased Item | Active |  | 1 | 1 |  |  |  | Item | 1.747 | SFT | 100 | 1 | 3.494 | Date |  |  | 2024-09-30 15:41 |  | * | [6 empty] | 3.494 |  | 1 | 10 |  | 0 | 11 |  |  | * |  |  | None | *
5 | IP-60328_DOC | 16ga GA Brt coil 60. | B | Reference Item - Document Management | Active |  | 52 | 1 |  |  |  | Item | 1 | EA | 100 | 1 | 2 | Date |  |  | 2024-09-30 15:41 |  | * | [6 empty] | 2 |  | 1 | 50 |  | 0 | 50 | [5 empty] | None
4 | - IP-60327 | 16ga GA Brt coil 60 | 0 | Sub-assembly | Active |  | 17 | 1 |  |  |  | Item | 1 | EA | 100 | 1 | 1 | Date |  |  | 2024-09-30 15:41 |  | * | [6 empty] | 1 |  | 1 | 0.064923 |  | 0.064923 | 41.0649 |  |  | * |  |  | None | *
5 | 45-304L-C0110 | STEEL,304-L S/S,16 GA,60" COIL | 0 | Purchased Item | Active |  | 1 | 1 |  |  |  | Item | 1.775 | SFT | 100 | 1 | 1.775 | Date |  |  | 2024-09-30 15:41 |  | * | [6 empty] | 1.775 |  | 1 | 10 |  | 0 | 11 |  |  | * |  |  | None | *
5 | IP-60327_DOC | 16ga GA Brt coil 60. | B | Reference Item - Document Management | Active |  | 51 | 1 |  |  |  | Item | 1 | EA | 100 | 1 | 1 | Date |  |  | 2024-09-30 15:41 |  | * | [6 empty] | 1 |  | 1 | 40 |  | 0 | 40 | [5 empty] | None
4 | 75-W-14-BN1458 | ZINC PLATED-NEOPRENE WASHER-9/32"ID - 5/8"OD | 0 | Purchased Item | Active |  | 18 | 1 |  |  |  | Item | 17 | EA | 100 | 1 | 17 | Date |  |  | 2024-09-30 15:41 |  | * | [6 empty] | 17 |  | 1 | 40 |  | 0 | 41 |  |  | * |  |  | None | *
4 | - IP-60290 | 16ga SS 304L Solid coil 60 | 0 | Sub-assembly | Active |  | 19 | 1 |  |  |  | Item | 2 | EA | 100 | 1 | 2 | Date |  |  | 2024-09-30 15:41 |  | * | [6 empty] | 2 |  | 1 | 0.064923 |  | 0.064923 | 12.0649 |  |  | * |  |  | None | *
5 | 45-304L-C0110 | STEEL,304-L S/S,16 GA,60" COIL | 0 | Purchased Item | Active |  | 1 | 1 |  |  |  | Item | 0.211 | SFT | 100 | 1 | 0.422 | Date |  |  | 2024-09-30 15:41 |  | * | [6 empty] | 0.422 |  | 1 | 10 |  | 0 | 11 |  |  | * |  |  | None | *
5 | IP-60290_DOC | 16ga SS 304L Solid coil 60. | B | Reference Item - Document Management | Active |  | 99999 | 1 |  |  |  | Item | 1 | EA | 100 | 1 | 2 | Date |  |  | 2024-09-30 15:41 |  | * | [6 empty] | 2 |  | 1 |  |  | 0 | 0 | [5 empty] | None
4 | - IP-60292 | 16ga SS 304L Solid coil 60 | 0 | Sub-assembly | Active |  | 20 | 1 |  |  |  | Item | 2 | EA | 100 | 1 | 2 | Date |  |  | 2024-09-30 15:41 |  | * | [6 empty] | 2 |  | 1 | 0.064923 |  | 0.064923 | 41.0649 |  |  | * |  |  | None | *
5 | 45-304L-C0110 | STEEL,304-L S/S,16 GA,60" COIL | 0 | Purchased Item | Active |  | 1 | 1 |  |  |  | Item | 0.839 | SFT | 100 | 1 | 1.678 | Date |  |  | 2024-09-30 15:41 |  | * | [6 empty] | 1.678 |  | 1 | 10 |  | 0 | 11 |  |  | * |  |  | None | *
5 | IP-60292_DOC | 16ga SS 304L Solid coil 60. | B | Reference Item - Document Management | Active |  | 99999 | 1 |  |  |  | Item | 1 | EA | 100 | 1 | 2 | Date |  |  | 2024-09-30 15:41 |  | * | [6 empty] | 2 |  | 1 | 40 |  | 0 | 40 | [5 empty] | None
4 | - IP-60291 | 16ga SS 304L Solid coil 60 | 0 | Sub-assembly | Active |  | 21 | 1 |  |  |  | Item | 4 | EA | 100 | 1 | 4 | Date |  |  | 2024-09-30 15:41 |  | * | [6 empty] | 4 |  | 1 | 0.064923 |  | 0.064923 | 12.0649 |  |  | * |  |  | None | *
5 | 45-304L-C0110 | STEEL,304-L S/S,16 GA,60" COIL | 0 | Purchased Item | Active |  | 1 | 1 |  |  |  | Item | 0.103 | SFT | 100 | 1 | 0.412 | Date |  |  | 2024-09-30 15:41 |  | * | [6 empty] | 0.412 |  | 1 | 10 |  | 0 | 11 |  |  | * |  |  | None | *
5 | IP-60291_DOC | 16ga SS 304L Solid coil 60. | B | Reference Item - Document Management | Active |  | 99999 | 1 |  |  |  | Item | 1 | EA | 100 | 1 | 4 | Date |  |  | 2024-09-30 15:41 |  | * | [6 empty] | 4 |  | 1 |  |  | 0 | 0 | [5 empty] | None
4 | - IP-60294 | 16ga SS 304L Solid coil 60 | 0 | Sub-assembly | Active |  | 22 | 1 |  |  |  | Item | 1 | EA | 100 | 1 | 1 | Date |  |  | 2024-09-30 15:41 |  | * | [6 empty] | 1 |  | 1 | 0.064923 |  | 0.064923 | 12.0649 |  |  | * |  |  | None | *
5 | 45-304L-C0110 | STEEL,304-L S/S,16 GA,60" COIL | 0 | Purchased Item | Active |  | 1 | 1 |  |  |  | Item | 1.19 | SFT | 100 | 1 | 1.19 | Date |  |  | 2024-09-30 15:41 |  | * | [6 empty] | 1.19 |  | 1 | 10 |  | 0 | 11 |  |  | * |  |  | None | *
5 | IP-60294_DOC | 16ga SS 304L Solid coil 60. | B | Reference Item - Document Management | Active |  | 99999 | 1 |  |  |  | Item | 1 | EA | 100 | 1 | 1 | Date |  |  | 2024-09-30 15:41 |  | * | [6 empty] | 1 |  | 1 |  |  | 0 | 0 | [5 empty] | None
4 | - IP-60293 | 16ga SS 304L Solid coil 60 | 0 | Sub-assembly | Active |  | 23 | 1 |  |  |  | Item | 2 | EA | 100 | 1 | 2 | Date |  |  | 2024-09-30 15:41 |  | * | [6 empty] | 2 |  | 1 | 0.064923 |  | 0.064923 | 12.0649 |  |  | * |  |  | None | *
5 | 45-304L-C0110 | STEEL,304-L S/S,16 GA,60" COIL | 0 | Purchased Item | Active |  | 1 | 1 |  |  |  | Item | 1.403 | SFT | 100 | 1 | 2.806 | Date |  |  | 2024-09-30 15:41 |  | * | [6 empty] | 2.806 |  | 1 | 10 |  | 0 | 11 |  |  | * |  |  | None | *
5 | IP-60293_DOC | 16ga SS 304L Solid coil 60. | B | Reference Item - Document Management | Active |  | 99999 | 1 |  |  |  | Item | 1 | EA | 100 | 1 | 2 | Date |  |  | 2024-09-30 15:41 |  | * | [6 empty] | 2 |  | 1 |  |  | 0 | 0 | [5 empty] | None
4 | 75-SCWR-818-34S | SELF DRILLING SCREW 8-18,3/4" LENGTH, 410 STAINLESS STEEL PAN HEAD PHILLIPS, PART NO. 0128165 | 0 | Purchased Item | Active |  | 24 | 1 |  |  |  | Item | 307 | EA | 100 | 1 | 307 | Date |  |  | 2024-09-30 15:41 |  | * | [6 empty] | 307 |  | 1 | 20 |  | 0 | 21 |  |  | * |  |  | None | *
4 | - IP-60296 | 16ga SS 304L Solid coil 60 | 0 | Sub-assembly | Active |  | 25 | 1 |  |  |  | Item | 1 | EA | 100 | 1 | 1 | Date |  |  | 2024-09-30 15:41 |  | * | [6 empty] | 1 |  | 1 | 0.064923 |  | 0.064923 | 12.0649 |  |  | * |  |  | None | *
5 | 45-304L-C0110 | STEEL,304-L S/S,16 GA,60" COIL | 0 | Purchased Item | Active |  | 1 | 1 |  |  |  | Item | 0.22 | SFT | 100 | 1 | 0.22 | Date |  |  | 2024-09-30 15:41 |  | * | [6 empty] | 0.22 |  | 1 | 10 |  | 0 | 11 |  |  | * |  |  | None | *
5 | IP-60296_DOC | 16ga SS 304L Solid coil 60. | B | Reference Item - Document Management | Active |  | 99999 | 1 |  |  |  | Item | 1 | EA | 100 | 1 | 1 | Date |  |  | 2024-09-30 15:41 |  | * | [6 empty] | 1 |  | 1 |  |  | 0 | 0 | [5 empty] | None
4 | - IP-60295 | 16ga SS 304L Solid coil 60 | 0 | Sub-assembly | Active |  | 26 | 1 |  |  |  | Item | 1 | EA | 100 | 1 | 1 | Date |  |  | 2024-09-30 15:41 |  | * | [6 empty] | 1 |  | 1 | 0.064923 |  | 0.064923 | 41.0649 |  |  | * |  |  | None | *
5 | 45-304L-C0110 | STEEL,304-L S/S,16 GA,60" COIL | 0 | Purchased Item | Active |  | 1 | 1 |  |  |  | Item | 1.259 | SFT | 100 | 1 | 1.259 | Date |  |  | 2024-09-30 15:41 |  | * | [6 empty] | 1.259 |  | 1 | 10 |  | 0 | 11 |  |  | * |  |  | None | *
5 | IP-60295_DOC | 16ga SS 304L Solid coil 60. | B | Reference Item - Document Management | Active |  | 99999 | 1 |  |  |  | Item | 1 | EA | 100 | 1 | 1 | Date |  |  | 2024-09-30 15:41 |  | * | [6 empty] | 1 |  | 1 | 40 |  | 0 | 40 | [5 empty] | None
4 | - IP-60297 | 16ga SS 304L Solid coil 60 | 0 | Sub-assembly | Active |  | 27 | 1 |  |  |  | Item | 2 | EA | 100 | 1 | 2 | Date |  |  | 2024-09-30 15:41 |  | * | [6 empty] | 2 |  | 1 | 0.064923 |  | 0.064923 | 12.0649 |  |  | * |  |  | None | *
5 | 45-304L-C0110 | STEEL,304-L S/S,16 GA,60" COIL | 0 | Purchased Item | Active |  | 1 | 1 |  |  |  | Item | 0.72 | SFT | 100 | 1 | 1.44 | Date |  |  | 2024-09-30 15:41 |  | * | [6 empty] | 1.44 |  | 1 | 10 |  | 0 | 11 |  |  | * |  |  | None | *
5 | IP-60297_DOC | 16ga SS 304L Solid coil 60. | B | Reference Item - Document Management | Active |  | 99999 | 1 |  |  |  | Item | 1 | EA | 100 | 1 | 2 | Date |  |  | 2024-09-30 15:41 |  | * | [6 empty] | 2 |  | 1 |  |  | 0 | 0 | [5 empty] | None
4 | - IP-60299 | 16ga SS 304L Solid coil 60 | 0 | Sub-assembly | Active |  | 28 | 1 |  |  |  | Item | 2 | EA | 100 | 1 | 2 | Date |  |  | 2024-09-30 15:41 |  | * | [6 empty] | 2 |  | 1 | 0.024346 |  | 0.024346 | 12.0243 |  |  | * |  |  | None | *
5 | 45-304L-C0110 | STEEL,304-L S/S,16 GA,60" COIL | 0 | Purchased Item | Active |  | 1 | 1 |  |  |  | Item | 0.044 | SFT | 100 | 1 | 0.088 | Date |  |  | 2024-09-30 15:41 |  | * | [6 empty] | 0.088 |  | 1 | 10 |  | 0 | 11 |  |  | * |  |  | None | *
5 | IP-60299_DOC | 16ga SS 304L Solid coil 60. | C | Reference Item - Document Management | Active |  | 99999 | 1 |  |  |  | Item | 1 | EA | 100 | 1 | 2 | Date |  |  | 2024-09-30 15:41 |  | * | [6 empty] | 2 |  | 1 |  |  | 0 | 0 | [5 empty] | None
4 | 75-SCRW-S142034 | SCREW 1 4 X 20 X 3-4 | 0 | Purchased Item | Active |  | 29 | 1 |  |  |  | Item | 155 | EA | 100 | 1 | 155 | Date |  |  | 2024-09-30 15:41 |  | * | [6 empty] | 155 |  | 1 | 60 |  | 0 | 61 |  |  | * |  |  | None | *
4 | 75-SCWH-14-114S | 1/4-14X1 1/4"S.DRILL HEAX HEAD 410SS | 0 | Purchased Item | Active |  | 30 | 1 |  |  |  | Item | 118 | EA | 100 | 1 | 118 | Date |  |  | 2024-09-30 15:41 |  | * | [6 empty] | 118 |  | 1 | 20 |  | 0 | 21 |  |  | * |  |  | None | *
4 | - IP-60300 | 16ga SS 304L Solid coil 60 | 0 | Sub-assembly | Active |  | 31 | 1 |  |  |  | Item | 1 | EA | 100 | 1 | 1 | Date |  |  | 2024-09-30 15:41 |  | * | [6 empty] | 1 |  | 1 | 0.064923 |  | 0.064923 | 12.0649 |  |  | * |  |  | None | *
5 | 45-304L-C0110 | STEEL,304-L S/S,16 GA,60" COIL | 0 | Purchased Item | Active |  | 1 | 1 |  |  |  | Item | 1.046 | SFT | 100 | 1 | 1.046 | Date |  |  | 2024-09-30 15:41 |  | * | [6 empty] | 1.046 |  | 1 | 10 |  | 0 | 11 |  |  | * |  |  | None | *
5 | IP-60300_DOC | 16ga SS 304L Solid coil 60. | B | Reference Item - Document Management | Active |  | 99999 | 1 |  |  |  | Item | 1 | EA | 100 | 1 | 1 | Date |  |  | 2024-09-30 15:41 |  | * | [6 empty] | 1 |  | 1 |  |  | 0 | 0 | [5 empty] | None
4 | - IP-60302 | 16ga SS 304L Solid coil 60 | 0 | Sub-assembly | Active |  | 32 | 1 |  |  |  | Item | 2 | EA | 100 | 1 | 2 | Date |  |  | 2024-09-30 15:41 |  | * | [6 empty] | 2 |  | 1 | 0.064923 |  | 0.064923 | 19.0649 |  |  | * |  |  | None | *
5 | 45-GALC-0275 | STEEL,GALV,G90,16 GA,60" COIL | 0 | Purchased Item | Active |  | 1 | 1 |  |  |  | Item | 1.48 | SFT | 100 | 1 | 2.96 | Date |  |  | 2024-09-30 15:41 |  | * | [6 empty] | 2.96 |  | 1 | 15 |  | 0 | 16 |  |  | * |  |  | None | *
5 | IP-60302_DOC | 16ga SS 304L Solid coil 60. | B | Reference Item - Document Management | Active |  | 99999 | 1 |  |  |  | Item | 1 | EA | 100 | 1 | 2 | Date |  |  | 2024-09-30 15:41 |  | * | [6 empty] | 2 |  | 1 | 18 |  | 0 | 18 | [5 empty] | None
4 | - IP-60301 | 16ga SS 304L Solid coil 60 | 0 | Sub-assembly | Active |  | 33 | 1 |  |  |  | Item | 1 | EA | 100 | 1 | 1 | Date |  |  | 2024-09-30 15:41 |  | * | [6 empty] | 1 |  | 1 | 0.064923 |  | 0.064923 | 17.0649 |  |  | * |  |  | None | *
5 | 45-GALC-0275 | STEEL,GALV,G90,16 GA,60" COIL | 0 | Purchased Item | Active |  | 1 | 1 |  |  |  | Item | 0.521 | SFT | 100 | 1 | 0.521 | Date |  |  | 2024-09-30 15:41 |  | * | [6 empty] | 0.521 |  | 1 | 15 |  | 0 | 16 |  |  | * |  |  | None | *
5 | IP-60301_DOC | 16ga SS 304L Solid coil 60. | B | Reference Item - Document Management | Active |  | 99999 | 1 |  |  |  | Item | 1 | EA | 100 | 1 | 1 | Date |  |  | 2024-09-30 15:41 |  | * | [6 empty] | 1 |  | 1 |  |  | 0 | 0 | [5 empty] | None
4 | - IP-60304 | 16ga SS 304L Solid coil 60 | 0 | Sub-assembly | Active |  | 34 | 1 |  |  |  | Item | 1 | EA | 100 | 1 | 1 | Date |  |  | 2024-09-30 15:41 |  | * | [6 empty] | 1 |  | 1 | 0.064923 |  | 0.064923 | 17.0649 |  |  | * |  |  | None | *
5 | 45-GALC-0275 | STEEL,GALV,G90,16 GA,60" COIL | 0 | Purchased Item | Active |  | 1 | 1 |  |  |  | Item | 0.521 | SFT | 100 | 1 | 0.521 | Date |  |  | 2024-09-30 15:41 |  | * | [6 empty] | 0.521 |  | 1 | 15 |  | 0 | 16 |  |  | * |  |  | None | *
5 | IP-60304_DOC | 16ga SS 304L Solid coil 60. | B | Reference Item - Document Management | Active |  | 99999 | 1 |  |  |  | Item | 1 | EA | 100 | 1 | 1 | Date |  |  | 2024-09-30 15:41 |  | * | [6 empty] | 1 |  | 1 |  |  | 0 | 0 | [5 empty] | None
4 | - IP-61515 | 16ga GA Brt coil 60 | 0 | Sub-assembly | Active |  | 35 | 1 |  |  |  | Item | 1 | EA | 100 | 1 | 1 | Date |  |  | 2024-09-30 15:41 |  | * | [6 empty] | 1 |  | 1 | 0.064923 |  | 0.064923 | 17.0649 |  |  | * |  |  | None | *
5 | 45-GALC-0275 | STEEL,GALV,G90,16 GA,60" COIL | 0 | Purchased Item | Active |  | 1 | 1 |  |  |  | Item | 2.58 | SFT | 100 | 1 | 2.58 | Date |  |  | 2024-09-30 15:41 |  | * | [6 empty] | 2.58 |  | 1 | 15 |  | 0 | 16 |  |  | * |  |  | None | *
5 | IP-61515_DOC | 16ga GA Brt coil 60. | B | Reference Item - Document Management | Active |  | 78 | 1 |  |  |  | Item | 1 | EA | 100 | 1 | 1 | Date |  |  | 2024-09-30 15:41 |  | * | [6 empty] | 1 |  | 1 |  |  | 0 | 0 | [5 empty] | None
4 | - IP-60303 | 16ga SS 304L Solid coil 60 | 0 | Sub-assembly | Active |  | 36 | 1 |  |  |  | Item | 1 | EA | 100 | 1 | 1 | Date |  |  | 2024-09-30 15:41 |  | * | [6 empty] | 1 |  | 1 | 0.060415 |  | 0.060415 | 12.0604 |  |  | * |  |  | None | *
5 | 45-304L-C0110 | STEEL,304-L S/S,16 GA,60" COIL | 0 | Purchased Item | Active |  | 1 | 1 |  |  |  | Item | 1.045 | SFT | 100 | 1 | 1.045 | Date |  |  | 2024-09-30 15:41 |  | * | [6 empty] | 1.045 |  | 1 | 10 |  | 0 | 11 |  |  | * |  |  | None | *
5 | IP-60303_DOC | 16ga SS 304L Solid coil 60. | B | Reference Item - Document Management | Active |  | 99999 | 1 |  |  |  | Item | 1 | EA | 100 | 1 | 1 | Date |  |  | 2024-09-30 15:41 |  | * | [6 empty] | 1 |  | 1 | 0 |  | 0 | 3 | [5 empty] | None
4 | - IP-60306 | 16ga SS 304L Solid coil 60 | 0 | Sub-assembly | Active |  | 37 | 1 |  |  |  | Item | 1 | EA | 100 | 1 | 1 | Date |  |  | 2024-09-30 15:41 |  | * | [6 empty] | 1 |  | 1 | 0.064923 |  | 0.064923 | 17.0649 |  |  | * |  |  | None | *
5 | 45-GALC-0275 | STEEL,GALV,G90,16 GA,60" COIL | 0 | Purchased Item | Active |  | 1 | 1 |  |  |  | Item | 0.146 | SFT | 100 | 1 | 0.146 | Date |  |  | 2024-09-30 15:41 |  | * | [6 empty] | 0.146 |  | 1 | 15 |  | 0 | 16 |  |  | * |  |  | None | *
5 | IP-60306_DOC | 16ga SS 304L Solid coil 60. | B | Reference Item - Document Management | Active |  | 99999 | 1 |  |  |  | Item | 1 | EA | 100 | 1 | 1 | Date |  |  | 2024-09-30 15:41 |  | * | [6 empty] | 1 |  | 1 |  |  | 0 | 0 | [5 empty] | None
4 | - IP-60305 | 16ga SS 304L Solid coil 60 | 0 | Sub-assembly | Active |  | 38 | 1 |  |  |  | Item | 1 | EA | 100 | 1 | 1 | Date |  |  | 2024-09-30 15:41 |  | * | [6 empty] | 1 |  | 1 | 0.064923 |  | 0.064923 | 17.0649 |  |  | * |  |  | None | *
5 | 45-GALC-0275 | STEEL,GALV,G90,16 GA,60" COIL | 0 | Purchased Item | Active |  | 1 | 1 |  |  |  | Item | 1.597 | SFT | 100 | 1 | 1.597 | Date |  |  | 2024-09-30 15:41 |  | * | [6 empty] | 1.597 |  | 1 | 15 |  | 0 | 16 |  |  | * |  |  | None | *
5 | IP-60305_DOC | 16ga SS 304L Solid coil 60. | B | Reference Item - Document Management | Active |  | 99999 | 1 |  |  |  | Item | 1 | EA | 100 | 1 | 1 | Date |  |  | 2024-09-30 15:41 |  | * | [6 empty] | 1 |  | 1 |  |  | 0 | 0 | [5 empty] | None
4 | - IP-61514 | 16ga SS 304L Solid coil 60 | 0 | Sub-assembly | Active |  | 39 | 1 |  |  |  | Item | 3 | EA | 100 | 1 | 3 | Date |  |  | 2024-09-30 15:41 |  | * | [6 empty] | 3 |  | 1 | 0.064923 |  | 0.064923 | 12.0649 |  |  | * |  |  | None | *
5 | 45-304L-C0110 | STEEL,304-L S/S,16 GA,60" COIL | 0 | Purchased Item | Active |  | 1 | 1 |  |  |  | Item | 2.687 | SFT | 100 | 1 | 8.061 | Date |  |  | 2024-09-30 15:41 |  | * | [6 empty] | 8.061 |  | 1 | 10 |  | 0 | 11 |  |  | * |  |  | None | *
5 | IP-61514_DOC | 16ga SS 304L Solid coil 60. | B | Reference Item - Document Management | Active |  | 99999 | 1 |  |  |  | Item | 1 | EA | 100 | 1 | 3 | Date |  |  | 2024-09-30 15:41 |  | * | [6 empty] | 3 |  | 1 |  |  | 0 | 0 | [5 empty] | None
4 | 75-SCWH-14-114 | 1/4-14x1 1/4" SELF DRILL S.H.W PL | 0 | Purchased Item | Active |  | 40 | 1 |  |  |  | Item | 80 | EA | 100 | 1 | 80 | Date |  |  | 2024-09-30 15:41 |  | * | [6 empty] | 80 |  | 1 | 20 |  | 0 | 21 |  |  | * |  |  | None | *
4 | - IP-60308 | 16ga SS 304L Solid coil 60 | 0 | Sub-assembly | Active |  | 41 | 1 |  |  |  | Item | 1 | EA | 100 | 1 | 1 | Date |  |  | 2024-09-30 15:41 |  | * | [6 empty] | 1 |  | 1 | 0.064923 |  | 0.064923 | 51.0649 |  |  | * |  |  | None | *
5 | 45-GALC-0275 | STEEL,GALV,G90,16 GA,60" COIL | 0 | Purchased Item | Active |  | 1 | 1 |  |  |  | Item | 1.583 | SFT | 100 | 1 | 1.583 | Date |  |  | 2024-09-30 15:41 |  | * | [6 empty] | 1.583 |  | 1 | 15 |  | 0 | 16 |  |  | * |  |  | None | *
5 | IP-60308_DOC | 16ga SS 304L Solid coil 60. | B | Reference Item - Document Management | Active |  | 99999 | 1 |  |  |  | Item | 1 | EA | 100 | 1 | 1 | Date |  |  | 2024-09-30 15:41 |  | * | [6 empty] | 1 |  | 1 | 50 |  | 0 | 50 | [5 empty] | None
4 | 75-SCWH-14-34 | 1/4-14x3/4" SELF DRILL HEX S.H.W PL | 0 | Purchased Item | Active |  | 42 | 1 |  |  |  | Item | 17 | EA | 100 | 1 | 17 | Date |  |  | 2024-09-30 15:41 |  | * | [6 empty] | 17 |  | 1 | 20 |  | 0 | 21 |  |  | * |  |  | None | *
4 | - IP-60307 | 16ga SS 304L Solid coil 60 | 0 | Sub-assembly | Active |  | 43 | 1 |  |  |  | Item | 1 | EA | 100 | 1 | 1 | Date |  |  | 2024-09-30 15:41 |  | * | [6 empty] | 1 |  | 1 | 0.064923 |  | 0.064923 | 31.0649 |  |  | * |  |  | None | *
5 | 45-GALC-0275 | STEEL,GALV,G90,16 GA,60" COIL | 0 | Purchased Item | Active |  | 1 | 1 |  |  |  | Item | 0.146 | SFT | 100 | 1 | 0.146 | Date |  |  | 2024-09-30 15:41 |  | * | [6 empty] | 0.146 |  | 1 | 15 |  | 0 | 16 |  |  | * |  |  | None | *
5 | IP-60307_DOC | 16ga SS 304L Solid coil 60. | B | Reference Item - Document Management | Active |  | 99999 | 1 |  |  |  | Item | 1 | EA | 100 | 1 | 1 | Date |  |  | 2024-09-30 15:41 |  | * | [6 empty] | 1 |  | 1 | 30 |  | 0 | 30 | [5 empty] | None
4 | - IP-60309 | 16ga SS 304L Solid coil 60 | 0 | Sub-assembly | Active |  | 44 | 1 |  |  |  | Item | 2 | EA | 100 | 1 | 2 | Date |  |  | 2024-09-30 15:41 |  | * | [6 empty] | 2 |  | 1 | 0.024346 |  | 0.024346 | 41.0243 |  |  | * |  |  | None | *
5 | 45-GALC-0275 | STEEL,GALV,G90,16 GA,60" COIL | 0 | Purchased Item | Active |  | 1 | 1 |  |  |  | Item | 0.832 | SFT | 100 | 1 | 1.664 | Date |  |  | 2024-09-30 15:41 |  | * | [6 empty] | 1.664 |  | 1 | 15 |  | 0 | 16 |  |  | * |  |  | None | *
5 | IP-60309_DOC | 16ga SS 304L Solid coil 60. | C | Reference Item - Document Management | Active |  | 99999 | 1 |  |  |  | Item | 1 | EA | 100 | 1 | 2 | Date |  |  | 2024-09-30 15:41 |  | * | [6 empty] | 2 |  | 1 | 40 |  | 0 | 40 | [5 empty] | None
4 | 75-STC-142034-S | 1/4"-20 X 3/4 THREAD-CUTTING SCREW-STEEL#90096A540 | 0 | Purchased Item | Active |  | 45 | 1 |  |  |  | Item | 70 | EA | 100 | 1 | 70 | Date |  |  | 2024-09-30 15:41 |  | * | [6 empty] | 70 |  | 1 | 30 |  | 0 | 31 |  |  | * |  |  | None | *
4 | - IP-61522 | 16ga SS 304L Solid coil 60 | 0 | Sub-assembly | Active |  | 46 | 1 |  |  |  | Item | 2 | EA | 100 | 1 | 2 | Date |  |  | 2024-09-30 15:41 |  | * | [6 empty] | 2 |  | 1 | 0.064923 |  | 0.064923 | 17.0649 |  |  | * |  |  | None | *
5 | 45-GALC-0275 | STEEL,GALV,G90,16 GA,60" COIL | 0 | Purchased Item | Active |  | 1 | 1 |  |  |  | Item | 2.687 | SFT | 100 | 1 | 5.374 | Date |  |  | 2024-09-30 15:41 |  | * | [6 empty] | 5.374 |  | 1 | 15 |  | 0 | 16 |  |  | * |  |  | None | *
5 | IP-61522_DOC | 16ga SS 304L Solid coil 60. | B | Reference Item - Document Management | Active |  | 99999 | 1 |  |  |  | Item | 1 | EA | 100 | 1 | 2 | Date |  |  | 2024-09-30 15:41 |  | * | [6 empty] | 2 |  | 1 | 10 |  | 0 | 10 | [5 empty] | None
4 | - IP-61523 | 16ga SS 304L Solid coil 60 | 0 | Sub-assembly | Active |  | 47 | 1 |  |  |  | Item | 1 | EA | 100 | 1 | 1 | Date |  |  | 2024-09-30 15:41 |  | * | [6 empty] | 1 |  | 1 | 0.064923 |  | 0.064923 | 12.0649 |  |  | * |  |  | None | *
5 | 45-304L-C0110 | STEEL,304-L S/S,16 GA,60" COIL | 0 | Purchased Item | Active |  | 1 | 1 |  |  |  | Item | 1.775 | SFT | 100 | 1 | 1.775 | Date |  |  | 2024-09-30 15:41 |  | * | [6 empty] | 1.775 |  | 1 | 10 |  | 0 | 11 |  |  | * |  |  | None | *
5 | IP-61523_DOC | 16ga SS 304L Solid coil 60. | B | Reference Item - Document Management | Active |  | 54 | 1 |  |  |  | Item | 1 | EA | 100 | 1 | 1 | Date |  |  | 2024-09-30 15:41 |  | * | [6 empty] | 1 |  | 1 |  |  | 0 | 0 | [5 empty] | None
4 | - IP-60310 | 16ga SS 304L Solid coil 60 | 0 | Sub-assembly | Active |  | 48 | 1 |  |  |  | Item | 1 | EA | 100 | 1 | 1 | Date |  |  | 2024-09-30 15:41 |  | * | [6 empty] | 1 |  | 1 | 0.064923 |  | 0.064923 | 17.0649 |  |  | * |  |  | None | *
5 | 45-GALC-0275 | STEEL,GALV,G90,16 GA,60" COIL | 0 | Purchased Item | Active |  | 1 | 1 |  |  |  | Item | 1.583 | SFT | 100 | 1 | 1.583 | Date |  |  | 2024-09-30 15:41 |  | * | [6 empty] | 1.583 |  | 1 | 15 |  | 0 | 16 |  |  | * |  |  | None | *
5 | IP-60310_DOC | 16ga SS 304L Solid coil 60. | B | Reference Item - Document Management | Active |  | 99999 | 1 |  |  |  | Item | 1 | EA | 100 | 1 | 1 | Date |  |  | 2024-09-30 15:41 |  | * | [6 empty] | 1 |  | 1 |  |  | 0 | 0 | [5 empty] | None
4 | - MCYSC4-SMA-59045 | BASE LOWER SHEET METAL CASING | 0 | Sub-assembly | Active |  | 49 | 1 |  |  |  | Item | 1 | EA | 100 | 1 | 1 | Date |  |  | 2024-09-30 15:41 |  | * | [6 empty] | 1 |  | 1 | 0 |  | 0.064923 | 82.0649 |  |  | * |  |  | None | *
5 | - IP-58486 | 16ga GA Brt coil 60 | 0 | Sub-assembly | Active |  | 81 | 1 |  |  |  | Item | 1 | EA | 100 | 1 | 1 | Date |  |  | 2024-09-30 15:41 |  | * | [6 empty] | 1 |  | 1 | 0.064923 |  | 0.064923 | 37.0649 |  |  | * |  |  | None | *
6 | 45-GALC-0275 | STEEL,GALV,G90,16 GA,60" COIL | 0 | Purchased Item | Active |  | 1 | 1 |  |  |  | Item | 19.367 | SFT | 100 | 1 | 19.367 | Date |  |  | 2024-09-30 15:41 |  | * | [6 empty] | 19.367 |  | 1 | 15 |  | 0 | 16 |  |  | * |  |  | None | *
6 | IP-58486_DOC | 16ga GA Brt coil 60. | B | Reference Item - Document Management | Active |  | 99999 | 1 |  |  |  | Item | 1 | EA | 100 | 1 | 1 | Date |  |  | 2024-09-30 15:41 |  | * | [6 empty] | 1 |  | 1 | 36 |  | 0 | 36 | [5 empty] | None
5 | - IP-61501 | 16ga SS 304L Solid coil 60 | 0 | Sub-assembly | Active |  | 82 | 1 |  |  |  | Item | 2 | EA | 100 | 1 | 2 | Date |  |  | 2024-09-30 15:41 |  | * | [6 empty] | 2 |  | 1 | 0.064923 |  | 0.064923 | 12.0649 |  |  | * |  |  | None | *
6 | 45-304L-C0110 | STEEL,304-L S/S,16 GA,60" COIL | 0 | Purchased Item | Active |  | 1 | 1 |  |  |  | Item | 2.54 | SFT | 100 | 1 | 5.08 | Date |  |  | 2024-09-30 15:41 |  | * | [6 empty] | 5.08 |  | 1 | 10 |  | 0 | 11 |  |  | * |  |  | None | *
6 | IP-61501_DOC | 16ga SS 304L Solid coil 60. | B | Reference Item - Document Management | Active |  | 101 | 1 |  |  |  | Item | 1 | EA | 100 | 1 | 2 | Date |  |  | 2024-09-30 15:41 |  | * | [6 empty] | 2 |  | 1 |  |  | 0 | 0 | [5 empty] | None
5 | - IP-60283 | 16ga SS 304L Solid coil 60 | 0 | Sub-assembly | Active |  | 83 | 1 |  |  |  | Item | 4 | EA | 100 | 1 | 4 | Date |  |  | 2024-09-30 15:41 |  | * | [6 empty] | 4 |  | 1 | 0.024346 |  | 0.024346 | 12.0243 |  |  | * |  |  | None | *
6 | 45-304L-C0110 | STEEL,304-L S/S,16 GA,60" COIL | 0 | Purchased Item | Active |  | 1 | 1 |  |  |  | Item | 0.027 | SFT | 100 | 1 | 0.108 | Date |  |  | 2024-09-30 15:41 |  | * | [6 empty] | 0.108 |  | 1 | 10 |  | 0 | 11 |  |  | * |  |  | None | *
6 | IP-60283_DOC | 16ga SS 304L Solid coil 60. | C | Reference Item - Document Management | Active |  | 99999 | 1 |  |  |  | Item | 1 | EA | 100 | 1 | 4 | Date |  |  | 2024-09-30 15:41 |  | * | [6 empty] | 4 |  | 1 |  |  | 0 | 0 | [5 empty] | None
5 | - IP-59024 | 16ga SS 304L Solid coil 60 | 0 | Sub-assembly | Active |  | 84 | 1 |  |  |  | Item | 1 | EA | 100 | 1 | 1 | Date |  |  | 2024-09-30 15:41 |  | * | [6 empty] | 1 |  | 1 | 0.064923 |  | 0.064923 | 12.0649 |  |  | * |  |  | None | *
6 | 45-304L-C0110 | STEEL,304-L S/S,16 GA,60" COIL | 0 | Purchased Item | Active |  | 1 | 1 |  |  |  | Item | 22.439 | SFT | 100 | 1 | 22.439 | Date |  |  | 2024-09-30 15:41 |  | * | [6 empty] | 22.439 |  | 1 | 10 |  | 0 | 11 |  |  | * |  |  | None | *
6 | IP-59024_DOC | 16ga SS 304L Solid coil 60. | B | Reference Item - Document Management | Active |  | 99999 | 1 |  |  |  | Item | 1 | EA | 100 | 1 | 1 | Date |  |  | 2024-09-30 15:41 |  | * | [6 empty] | 1 |  | 1 |  |  | 0 | 0 | [5 empty] | None
5 | - IP-60282 | 16ga SS 304L Solid coil 60 | 0 | Sub-assembly | Active |  | 85 | 1 |  |  |  | Item | 4 | EA | 100 | 1 | 4 | Date |  |  | 2024-09-30 15:41 |  | * | [6 empty] | 4 |  | 1 | 0.024346 |  | 0.024346 | 12.0243 |  |  | * |  |  | None | *
6 | 45-304L-C0110 | STEEL,304-L S/S,16 GA,60" COIL | 0 | Purchased Item | Active |  | 1 | 1 |  |  |  | Item | 0.01 | SFT | 100 | 1 | 0.04 | Date |  |  | 2024-09-30 15:41 |  | * | [6 empty] | 0.04 |  | 1 | 10 |  | 0 | 11 |  |  | * |  |  | None | *
6 | IP-60282_DOC | 16ga SS 304L Solid coil 60. | C | Reference Item - Document Management | Active |  | 99999 | 1 |  |  |  | Item | 1 | EA | 100 | 1 | 4 | Date |  |  | 2024-09-30 15:41 |  | * | [6 empty] | 4 |  | 1 |  |  | 0 | 0 | [5 empty] | None
5 | - IP-59011 | STEEL,304-L S/S,20 GA,60" COIL | 0 | Sub-assembly | Active |  | 86 | 1 |  |  |  | Item | 1 | EA | 100 | 1 | 1 | Date |  |  | 2024-09-30 15:41 |  | * | [6 empty] | 1 |  | 1 | 0.064923 |  | 0.064923 | 17.0649 |  |  | * |  |  | None | *
6 | 45-304S-C0120 | STEEL,304-2B S/S,20GA,48" COIL | 0 | Purchased Item | Active |  | 1 | 1 |  |  |  | Item | 9.027 | SFT | 100 | 1 | 9.027 | Date |  |  | 2024-09-30 15:41 |  | * | [6 empty] | 9.027 |  | 1 | 15 |  | 0 | 16 |  |  | * |  |  | None | *
6 | IP-59011_DOC | STEEL,304-L S/S,20 GA,60" COIL. | B | Reference Item - Document Management | Active |  | 91 | 1 |  |  |  | Item | 1 | EA | 100 | 1 | 1 | Date |  |  | 2024-09-30 15:41 |  | * | [6 empty] | 1 |  | 1 |  |  | 0 | 0 | [5 empty] | None
5 | - IP-60284 | STEEL,304-2B S/S,20GA,48" COIL | 0 | Sub-assembly | Active |  | 87 | 1 |  |  |  | Item | 1 | EA | 100 | 1 | 1 | Date |  |  | 2024-09-30 15:41 |  | * | [6 empty] | 1 |  | 1 | 0.024346 |  | 0.024346 | 17.0243 |  |  | * |  |  | None | *
6 | 45-304S-C0120 | STEEL,304-2B S/S,20GA,48" COIL | 0 | Purchased Item | Active |  | 1 | 1 |  |  |  | Item | 9.481 | SFT | 100 | 1 | 9.481 | Date |  |  | 2024-09-30 15:41 |  | * | [6 empty] | 9.481 |  | 1 | 15 |  | 0 | 16 |  |  | * |  |  | None | *
6 | IP-60284_DOC | STEEL,304-2B S/S,20GA,48" COIL. | B | Reference Item - Document Management | Active |  | 99999 | 1 |  |  |  | Item | 1 | EA | 100 | 1 | 1 | Date |  |  | 2024-09-30 15:41 |  | * | [6 empty] | 1 |  | 1 |  |  | 0 | 0 | [5 empty] | None
5 | - IP-58485 | 16ga GA Brt coil 60 | 0 | Sub-assembly | Active |  | 88 | 1 |  |  |  | Item | 7 | EA | 100 | 1 | 7 | Date |  |  | 2024-09-30 15:41 |  | * | [6 empty] | 7 |  | 1 | 0.064923 |  | 0.064923 | 17.0649 |  |  | * |  |  | None | *
6 | 45-GALC-0275 | STEEL,GALV,G90,16 GA,60" COIL | 0 | Purchased Item | Active |  | 1 | 1 |  |  |  | Item | 22.164 | SFT | 100 | 1 | 155.148 | Date |  |  | 2024-09-30 15:41 |  | * | [6 empty] | 155.148 |  | 1 | 15 |  | 0 | 16 |  |  | * |  |  | None | *
6 | IP-58485_DOC | 16ga GA Brt coil 60. | B | Reference Item - Document Management | Active |  | 99999 | 1 |  |  |  | Item | 1 | EA | 100 | 1 | 7 | Date |  |  | 2024-09-30 15:41 |  | * | [6 empty] | 7 |  | 1 |  |  | 0 | 0 | [5 empty] | None
5 | - IP-61502 | 16ga SS 304L Solid coil 60 | 0 | Sub-assembly | Active |  | 89 | 1 |  |  |  | Item | 2 | EA | 100 | 1 | 2 | Date |  |  | 2024-09-30 15:41 |  | * | [6 empty] | 2 |  | 1 | 0.064923 |  | 0.064923 | 51.0649 |  |  | * |  |  | None | *
6 | 45-304L-C0110 | STEEL,304-L S/S,16 GA,60" COIL | 0 | Purchased Item | Active |  | 1 | 1 |  |  |  | Item | 2.54 | SFT | 100 | 1 | 5.08 | Date |  |  | 2024-09-30 15:41 |  | * | [6 empty] | 5.08 |  | 1 | 10 |  | 0 | 11 |  |  | * |  |  | None | *
6 | IP-61502_DOC | 16ga SS 304L Solid coil 60. | B | Reference Item - Document Management | Active |  | 99999 | 1 |  |  |  | Item | 1 | EA | 100 | 1 | 2 | Date |  |  | 2024-09-30 15:41 |  | * | [6 empty] | 2 |  | 1 | 50 |  | 0 | 50 | [5 empty] | None
5 | - IP-61506 | STEEL,304-2B S/S,20GA,48" COIL | 0 | Sub-assembly | Active |  | 90 | 1 |  |  |  | Item | 1 | EA | 100 | 1 | 1 | Date |  |  | 2024-09-30 15:41 |  | * | [6 empty] | 1 |  | 1 | 0.024346 |  | 0.024346 | 17.0243 |  |  | * |  |  | None | *
6 | 45-304S-C0120 | STEEL,304-2B S/S,20GA,48" COIL | 0 | Purchased Item | Active |  | 1 | 1 |  |  |  | Item | 6.502 | SFT | 100 | 1 | 6.502 | Date |  |  | 2024-09-30 15:41 |  | * | [6 empty] | 6.502 |  | 1 | 15 |  | 0 | 16 |  |  | * |  |  | None | *
6 | IP-61506_DOC | STEEL,304-2B S/S,20GA,48" COIL. | C | Reference Item - Document Management | Active |  | 99999 | 1 |  |  |  | Item | 1 | EA | 100 | 1 | 1 | Date |  |  | 2024-09-30 15:41 |  | * | [6 empty] | 1 |  | 1 |  |  | 0 | 0 | [5 empty] | None
5 | - IP-59012 | 16ga SS 304L Solid coil 60 | 0 | Sub-assembly | Active |  | 91 | 1 |  |  |  | Item | 1 | EA | 100 | 1 | 1 | Date |  |  | 2024-09-30 15:41 |  | * | [6 empty] | 1 |  | 1 | 0.064923 |  | 0.064923 | 12.0649 |  |  | * |  |  | None | *
6 | 45-304L-C0110 | STEEL,304-L S/S,16 GA,60" COIL | 0 | Purchased Item | Active |  | 1 | 1 |  |  |  | Item | 11.77 | SFT | 100 | 1 | 11.77 | Date |  |  | 2024-09-30 15:41 |  | * | [6 empty] | 11.77 |  | 1 | 10 |  | 0 | 11 |  |  | * |  |  | None | *
6 | IP-59012_DOC | 16ga SS 304L Solid coil 60. | C | Reference Item - Document Management | Active |  | 92 | 1 |  |  |  | Item | 1 | EA | 100 | 1 | 1 | Date |  |  | 2024-09-30 15:41 |  | * | [6 empty] | 1 |  | 1 |  |  | 0 | 0 | [5 empty] | None
5 | - IP-59005 | 16ga SS 304L Solid coil 60 | 0 | Sub-assembly | Active |  | 92 | 1 |  |  |  | Item | 1 | EA | 100 | 1 | 1 | Date |  |  | 2024-09-30 15:41 |  | * | [6 empty] | 1 |  | 1 | 0.064923 |  | 0.064923 | 12.0649 |  |  | * |  |  | None | *
6 | 45-304L-C0110 | STEEL,304-L S/S,16 GA,60" COIL | 0 | Purchased Item | Active |  | 1 | 1 |  |  |  | Item | 10.141 | SFT | 100 | 1 | 10.141 | Date |  |  | 2024-09-30 15:41 |  | * | [6 empty] | 10.141 |  | 1 | 10 |  | 0 | 11 |  |  | * |  |  | None | *
6 | IP-59005_DOC | 16ga SS 304L Solid coil 60. | B | Reference Item - Document Management | Active |  | 99999 | 1 |  |  |  | Item | 1 | EA | 100 | 1 | 1 | Date |  |  | 2024-09-30 15:41 |  | * | [6 empty] | 1 |  | 1 |  |  | 0 | 0 | [5 empty] | None
5 | - IP-58491 | 16ga GA Brt coil 60 | 0 | Sub-assembly | Active |  | 93 | 1 |  |  |  | Item | 1 | EA | 100 | 1 | 1 | Date |  |  | 2024-09-30 15:41 |  | * | [6 empty] | 1 |  | 1 | 0.064923 |  | 0.064923 | 17.0649 |  |  | * |  |  | None | *
6 | 45-GALC-0275 | STEEL,GALV,G90,16 GA,60" COIL | 0 | Purchased Item | Active |  | 1 | 1 |  |  |  | Item | 15.171 | SFT | 100 | 1 | 15.171 | Date |  |  | 2024-09-30 15:41 |  | * | [6 empty] | 15.171 |  | 1 | 15 |  | 0 | 16 |  |  | * |  |  | None | *
6 | IP-58491_DOC | 16ga GA Brt coil 60. | B | Reference Item - Document Management | Active |  | 99999 | 1 |  |  |  | Item | 1 | EA | 100 | 1 | 1 | Date |  |  | 2024-09-30 15:41 |  | * | [6 empty] | 1 |  | 1 |  |  | 0 | 0 | [5 empty] | None
5 | - IP-60250 | 16ga SS 304L Solid coil 60 | 0 | Sub-assembly | Active |  | 94 | 1 |  |  |  | Item | 1 | EA | 100 | 1 | 1 | Date |  |  | 2024-09-30 15:41 |  | * | [6 empty] | 1 |  | 1 | 0.064923 |  | 0.064923 | 12.0649 |  |  | * |  |  | None | *
6 | 45-304L-C0110 | STEEL,304-L S/S,16 GA,60" COIL | 0 | Purchased Item | Active |  | 1 | 1 |  |  |  | Item | 2.54 | SFT | 100 | 1 | 2.54 | Date |  |  | 2024-09-30 15:41 |  | * | [6 empty] | 2.54 |  | 1 | 10 |  | 0 | 11 |  |  | * |  |  | None | *
6 | IP-60250_DOC | 16ga SS 304L Solid coil 60. | B | Reference Item - Document Management | Active |  | 98 | 1 |  |  |  | Item | 1 | EA | 100 | 1 | 1 | Date |  |  | 2024-09-30 15:41 |  | * | [6 empty] | 1 |  | 1 |  |  | 0 | 0 | [5 empty] | None
5 | - IP-59027 | 16ga SS 304L Solid coil 60 | 0 | Sub-assembly | Active |  | 95 | 1 |  |  |  | Item | 1 | EA | 100 | 1 | 1 | Date |  |  | 2024-09-30 15:41 |  | * | [6 empty] | 1 |  | 1 | 0.064923 |  | 0.064923 | 12.0649 |  |  | * |  |  | None | *
6 | 45-304L-C0110 | STEEL,304-L S/S,16 GA,60" COIL | 0 | Purchased Item | Active |  | 1 | 1 |  |  |  | Item | 22.439 | SFT | 100 | 1 | 22.439 | Date |  |  | 2024-09-30 15:41 |  | * | [6 empty] | 22.439 |  | 1 | 10 |  | 0 | 11 |  |  | * |  |  | None | *
6 | IP-59027_DOC | 16ga SS 304L Solid coil 60. | B | Reference Item - Document Management | Active |  | 99999 | 1 |  |  |  | Item | 1 | EA | 100 | 1 | 1 | Date |  |  | 2024-09-30 15:41 |  | * | [6 empty] | 1 |  | 1 |  |  | 0 | 0 | [5 empty] | None
5 | 75-WF-142012-S | 1/4-20 X 1/2 304 S/S FLANGE BOLT SERRATED | 0 | Purchased Item | Active |  | 96 | 1 |  |  |  | Item | 507 | EA | 100 | 1 | 507 | Date |  |  | 2024-09-30 15:41 |  | * | [6 empty] | 507 |  | 1 | 30 |  | 0 | 31 |  |  | * |  |  | None | *
5 | - IP-59006 | 16ga SS 304L Solid coil 60 | 0 | Sub-assembly | Active |  | 97 | 1 |  |  |  | Item | 1 | EA | 100 | 1 | 1 | Date |  |  | 2024-09-30 15:41 |  | * | [6 empty] | 1 |  | 1 | 0.064923 |  | 0.064923 | 12.0649 |  |  | * |  |  | None | *
6 | 45-304L-C0110 | STEEL,304-L S/S,16 GA,60" COIL | 0 | Purchased Item | Active |  | 1 | 1 |  |  |  | Item | 21.185 | SFT | 100 | 1 | 21.185 | Date |  |  | 2024-09-30 15:41 |  | * | [6 empty] | 21.185 |  | 1 | 10 |  | 0 | 11 |  |  | * |  |  | None | *
6 | IP-59006_DOC | 16ga SS 304L Solid coil 60. | B | Reference Item - Document Management | Active |  | 99999 | 1 |  |  |  | Item | 1 | EA | 100 | 1 | 1 | Date |  |  | 2024-09-30 15:41 |  | * | [6 empty] | 1 |  | 1 |  |  | 0 | 0 | [5 empty] | None
5 | - IP-59036 | 16ga SS 304L Solid coil 60 | 0 | Sub-assembly | Active |  | 98 | 1 |  |  |  | Item | 1 | EA | 100 | 1 | 1 | Date |  |  | 2024-09-30 15:41 |  | * | [6 empty] | 1 |  | 1 | 0.064923 |  | 0.064923 | 12.0649 |  |  | * |  |  | None | *
6 | 45-304L-C0110 | STEEL,304-L S/S,16 GA,60" COIL | 0 | Purchased Item | Active |  | 1 | 1 |  |  |  | Item | 7.895 | SFT | 100 | 1 | 7.895 | Date |  |  | 2024-09-30 15:41 |  | * | [6 empty] | 7.895 |  | 1 | 10 |  | 0 | 11 |  |  | * |  |  | None | *
6 | IP-59036_DOC | 16ga SS 304L Solid coil 60. | B | Reference Item - Document Management | Active |  | 99999 | 1 |  |  |  | Item | 1 | EA | 100 | 1 | 1 | Date |  |  | 2024-09-30 15:41 |  | * | [6 empty] | 1 |  | 1 |  |  | 0 | 0 | [5 empty] | None
5 | - IP-58490 | 16ga GA Brt coil 60 | 0 | Sub-assembly | Active |  | 99 | 1 |  |  |  | Item | 1 | EA | 100 | 1 | 1 | Date |  |  | 2024-09-30 15:41 |  | * | [6 empty] | 1 |  | 1 | 0.064923 |  | 0.064923 | 17.0649 |  |  | * |  |  | None | *
6 | 45-GALC-0275 | STEEL,GALV,G90,16 GA,60" COIL | 0 | Purchased Item | Active |  | 1 | 1 |  |  |  | Item | 11.907 | SFT | 100 | 1 | 11.907 | Date |  |  | 2024-09-30 15:41 |  | * | [6 empty] | 11.907 |  | 1 | 15 |  | 0 | 16 |  |  | * |  |  | None | *
6 | IP-58490_DOC | 16ga GA Brt coil 60. | B | Reference Item - Document Management | Active |  | 99999 | 1 |  |  |  | Item | 1 | EA | 100 | 1 | 1 | Date |  |  | 2024-09-30 15:41 |  | * | [6 empty] | 1 |  | 1 |  |  | 0 | 0 | [5 empty] | None
5 | - IP-58496 | 16ga SS 304L Solid coil 60 | 0 | Sub-assembly | Active |  | 100 | 1 |  |  |  | Item | 1 | EA | 100 | 1 | 1 | Date |  |  | 2024-09-30 15:41 |  | * | [6 empty] | 1 |  | 1 | 0.064923 |  | 0.064923 | 12.0649 |  |  | * |  |  | None | *
6 | 45-304L-C0110 | STEEL,304-L S/S,16 GA,60" COIL | 0 | Purchased Item | Active |  | 1 | 1 |  |  |  | Item | 20.299 | SFT | 100 | 1 | 20.299 | Date |  |  | 2024-09-30 15:41 |  | * | [6 empty] | 20.299 |  | 1 | 10 |  | 0 | 11 |  |  | * |  |  | None | *
6 | IP-58496_DOC | 16ga SS 304L Solid coil 60. | B | Reference Item - Document Management | Active |  | 99999 | 1 |  |  |  | Item | 1 | EA | 100 | 1 | 1 | Date |  |  | 2024-09-30 15:41 |  | * | [6 empty] | 1 |  | 1 |  |  | 0 | 0 | [5 empty] | None
5 | - IP-60329 | 16ga SS 304L Solid coil 60 | 0 | Sub-assembly | Active |  | 101 | 1 |  |  |  | Item | 1 | EA | 100 | 1 | 1 | Date |  |  | 2024-09-30 15:41 |  | * | [6 empty] | 1 |  | 1 | 0.064923 |  | 0.064923 | 51.0649 |  |  | * |  |  | None | *
6 | 45-304L-C0110 | STEEL,304-L S/S,16 GA,60" COIL | 0 | Purchased Item | Active |  | 1 | 1 |  |  |  | Item | 22.439 | SFT | 100 | 1 | 22.439 | Date |  |  | 2024-09-30 15:41 |  | * | [6 empty] | 22.439 |  | 1 | 10 |  | 0 | 11 |  |  | * |  |  | None | *
6 | IP-60329_DOC | 16ga SS 304L Solid coil 60. | B | Reference Item - Document Management | Active |  | 99999 | 1 |  |  |  | Item | 1 | EA | 100 | 1 | 1 | Date |  |  | 2024-09-30 15:41 |  | * | [6 empty] | 1 |  | 1 | 50 |  | 0 | 50 | [5 empty] | None
5 | 75-WF-142012-P8 | 1/4-20X1/2-SERR FLNG BOLT PLTD | 0 | Purchased Item | Active |  | 102 | 1 |  |  |  | Item | 263 | EA | 100 | 1 | 263 | Date |  |  | 2024-09-30 15:41 |  | * | [6 empty] | 263 |  | 1 | 50 |  | 0 | 51 |  |  | * |  |  | None | *
5 | 75-SCWH-14-34 | 1/4-14x3/4" SELF DRILL HEX S.H.W PL | 0 | Purchased Item | Active |  | 103 | 1 |  |  |  | Item | 66 | EA | 100 | 1 | 66 | Date |  |  | 2024-09-30 15:41 |  | * | [6 empty] | 66 |  | 1 | 20 |  | 0 | 21 |  |  | * |  |  | None | *
5 | 75-WN-1420-P | 1/4-20-SERR FLNG NUT PLTD | 0 | Purchased Item | Active |  | 104 | 1 |  |  |  | Item | 263 | EA | 100 | 1 | 263 | Date |  |  | 2024-09-30 15:41 |  | * | [6 empty] | 263 |  | 1 | 30 |  | 0 | 31 |  |  | * |  |  | None | *
5 | 75-WN-1420-S | 1/4-20- SERR FLNG NUT 316 SS | 0 | Purchased Item | Active |  | 105 | 1 |  |  |  | Item | 507 | EA | 100 | 1 | 507 | Date |  |  | 2024-09-30 15:41 |  | * | [6 empty] | 507 |  | 1 | 40 |  | 0 | 41 |  |  | * |  |  | None | *
5 | - IP-59013 | 16ga SS 304L Solid coil 60 | 0 | Sub-assembly | Active |  | 106 | 1 |  |  |  | Item | 1 | EA | 100 | 1 | 1 | Date |  |  | 2024-09-30 15:41 |  | * | [6 empty] | 1 |  | 1 | 0.064923 |  | 0.064923 | 12.0649 |  |  | * |  |  | None | *
6 | 45-304L-C0110 | STEEL,304-L S/S,16 GA,60" COIL | 0 | Purchased Item | Active |  | 1 | 1 |  |  |  | Item | 11.77 | SFT | 100 | 1 | 11.77 | Date |  |  | 2024-09-30 15:41 |  | * | [6 empty] | 11.77 |  | 1 | 10 |  | 0 | 11 |  |  | * |  |  | None | *
6 | IP-59013_DOC | 16ga SS 304L Solid coil 60. | B | Reference Item - Document Management | Active |  | 93 | 1 |  |  |  | Item | 1 | EA | 100 | 1 | 1 | Date |  |  | 2024-09-30 15:41 |  | * | [6 empty] | 1 |  | 1 |  |  | 0 | 0 | [5 empty] | None
5 | - IP-59028 | 16ga SS 304L Solid coil 60 | 0 | Sub-assembly | Active |  | 107 | 1 |  |  |  | Item | 1 | EA | 100 | 1 | 1 | Date |  |  | 2024-09-30 15:41 |  | * | [6 empty] | 1 |  | 1 | 0.064923 |  | 0.064923 | 12.0649 |  |  | * |  |  | None | *
6 | 45-304L-C0110 | STEEL,304-L S/S,16 GA,60" COIL | 0 | Purchased Item | Active |  | 1 | 1 |  |  |  | Item | 7.895 | SFT | 100 | 1 | 7.895 | Date |  |  | 2024-09-30 15:41 |  | * | [6 empty] | 7.895 |  | 1 | 10 |  | 0 | 11 |  |  | * |  |  | None | *
6 | IP-59028_DOC | 16ga SS 304L Solid coil 60. | B | Reference Item - Document Management | Active |  | 99999 | 1 |  |  |  | Item | 1 | EA | 100 | 1 | 1 | Date |  |  | 2024-09-30 15:41 |  | * | [6 empty] | 1 |  | 1 |  |  | 0 | 0 | [5 empty] | None
5 | - IP-60281 | 16ga SS 304L Solid coil 60 | 0 | Sub-assembly | Active |  | 108 | 1 |  |  |  | Item | 1 | EA | 100 | 1 | 1 | Date |  |  | 2024-09-30 15:41 |  | * | [6 empty] | 1 |  | 1 | 0.064923 |  | 0.064923 | 12.0649 |  |  | * |  |  | None | *
6 | 45-304L-C0110 | STEEL,304-L S/S,16 GA,60" COIL | 0 | Purchased Item | Active |  | 1 | 1 |  |  |  | Item | 17.418 | SFT | 100 | 1 | 17.418 | Date |  |  | 2024-09-30 15:41 |  | * | [6 empty] | 17.418 |  | 1 | 10 |  | 0 | 11 |  |  | * |  |  | None | *
6 | IP-60281_DOC | 16ga SS 304L Solid coil 60. | B | Reference Item - Document Management | Active |  | 99999 | 1 |  |  |  | Item | 1 | EA | 100 | 1 | 1 | Date |  |  | 2024-09-30 15:41 |  | * | [6 empty] | 1 |  | 1 |  |  | 0 | 0 | [5 empty] | None
5 | - IP-61500 | 16ga SS 304L Solid coil 60 | 0 | Sub-assembly | Active |  | 109 | 1 |  |  |  | Item | 1 | EA | 100 | 1 | 1 | Date |  |  | 2024-09-30 15:41 |  | * | [6 empty] | 1 |  | 1 | 0.064923 |  | 0.064923 | 12.0649 |  |  | * |  |  | None | *
6 | 45-304L-C0110 | STEEL,304-L S/S,16 GA,60" COIL | 0 | Purchased Item | Active |  | 1 | 1 |  |  |  | Item | 2.54 | SFT | 100 | 1 | 2.54 | Date |  |  | 2024-09-30 15:41 |  | * | [6 empty] | 2.54 |  | 1 | 10 |  | 0 | 11 |  |  | * |  |  | None | *
6 | IP-61500_DOC | 16ga SS 304L Solid coil 60. | B | Reference Item - Document Management | Active |  | 100 | 1 |  |  |  | Item | 1 | EA | 100 | 1 | 1 | Date |  |  | 2024-09-30 15:41 |  | * | [6 empty] | 1 |  | 1 |  |  | 0 | 0 | [5 empty] | None
5 | - IP-59025 | 16ga SS 304L Solid coil 60 | 0 | Sub-assembly | Active |  | 110 | 1 |  |  |  | Item | 1 | EA | 100 | 1 | 1 | Date |  |  | 2024-09-30 15:41 |  | * | [6 empty] | 1 |  | 1 | 0.064923 |  | 0.064923 | 12.0649 |  |  | * |  |  | None | *
6 | 45-304L-C0110 | STEEL,304-L S/S,16 GA,60" COIL | 0 | Purchased Item | Active |  | 1 | 1 |  |  |  | Item | 22.439 | SFT | 100 | 1 | 22.439 | Date |  |  | 2024-09-30 15:41 |  | * | [6 empty] | 22.439 |  | 1 | 10 |  | 0 | 11 |  |  | * |  |  | None | *
6 | IP-59025_DOC | 16ga SS 304L Solid coil 60. | B | Reference Item - Document Management | Active |  | 99999 | 1 |  |  |  | Item | 1 | EA | 100 | 1 | 1 | Date |  |  | 2024-09-30 15:41 |  | * | [6 empty] | 1 |  | 1 |  |  | 0 | 0 | [5 empty] | None
5 | - IP-59004 | 16ga SS 304L Solid coil 60 | 0 | Sub-assembly | Active |  | 111 | 1 |  |  |  | Item | 1 | EA | 100 | 1 | 1 | Date |  |  | 2024-09-30 15:41 |  | * | [6 empty] | 1 |  | 1 | 0.064923 |  | 0.064923 | 12.0649 |  |  | * |  |  | None | *
6 | 45-304L-C0110 | STEEL,304-L S/S,16 GA,60" COIL | 0 | Purchased Item | Active |  | 1 | 1 |  |  |  | Item | 21.645 | SFT | 100 | 1 | 21.645 | Date |  |  | 2024-09-30 15:41 |  | * | [6 empty] | 21.645 |  | 1 | 10 |  | 0 | 11 |  |  | * |  |  | None | *
6 | IP-59004_DOC | 16ga SS 304L Solid coil 60. | B | Reference Item - Document Management | Active |  | 99999 | 1 |  |  |  | Item | 1 | EA | 100 | 1 | 1 | Date |  |  | 2024-09-30 15:41 |  | * | [6 empty] | 1 |  | 1 |  |  | 0 | 0 | [5 empty] | None
5 | - IP-61503 | STEEL,304-2B S/S,20GA,48" COIL | 0 | Sub-assembly | Active |  | 112 | 1 |  |  |  | Item | 1 | EA | 100 | 1 | 1 | Date |  |  | 2024-09-30 15:41 |  | * | [6 empty] | 1 |  | 1 | 0.024346 |  | 0.024346 | 17.0243 |  |  | * |  |  | None | *
6 | 45-304S-C0120 | STEEL,304-2B S/S,20GA,48" COIL | 0 | Purchased Item | Active |  | 1 | 1 |  |  |  | Item | 3.855 | SFT | 100 | 1 | 3.855 | Date |  |  | 2024-09-30 15:41 |  | * | [6 empty] | 3.855 |  | 1 | 15 |  | 0 | 16 |  |  | * |  |  | None | *
6 | IP-61503_DOC | STEEL,304-2B S/S,20GA,48" COIL. | B | Reference Item - Document Management | Active |  | 99999 | 1 |  |  |  | Item | 1 | EA | 100 | 1 | 1 | Date |  |  | 2024-09-30 15:41 |  | * | [6 empty] | 1 |  | 1 |  |  | 0 | 0 | [5 empty] | None
5 | - IP-59026 | 16ga SS 304L Solid coil 60 | 0 | Sub-assembly | Active |  | 113 | 1 |  |  |  | Item | 1 | EA | 100 | 1 | 1 | Date |  |  | 2024-09-30 15:41 |  | * | [6 empty] | 1 |  | 1 | 0.064923 |  | 0.064923 | 17.0649 |  |  | * |  |  | None | *
6 | 45-304S-C0120 | STEEL,304-2B S/S,20GA,48" COIL | 0 | Purchased Item | Active |  | 1 | 1 |  |  |  | Item | 17.076 | SFT | 100 | 1 | 17.076 | Date |  |  | 2024-09-30 15:41 |  | * | [6 empty] | 17.076 |  | 1 | 15 |  | 0 | 16 |  |  | * |  |  | None | *
6 | IP-59026_DOC | 16ga SS 304L Solid coil 60. | B | Reference Item - Document Management | Active |  | 99999 | 1 |  |  |  | Item | 1 | EA | 100 | 1 | 1 | Date |  |  | 2024-09-30 15:41 |  | * | [6 empty] | 1 |  | 1 |  |  | 0 | 0 | [5 empty] | None
5 | - IP-59008 | 16ga SS 304L Solid coil 60 | 0 | Sub-assembly | Active |  | 114 | 1 |  |  |  | Item | 1 | EA | 100 | 1 | 1 | Date |  |  | 2024-09-30 15:41 |  | * | [6 empty] | 1 |  | 1 | 0.064923 |  | 0.064923 | 12.0649 |  |  | * |  |  | None | *
6 | 45-304L-C0110 | STEEL,304-L S/S,16 GA,60" COIL | 0 | Purchased Item | Active |  | 1 | 1 |  |  |  | Item | 9.257 | SFT | 100 | 1 | 9.257 | Date |  |  | 2024-09-30 15:41 |  | * | [6 empty] | 9.257 |  | 1 | 10 |  | 0 | 11 |  |  | * |  |  | None | *
6 | IP-59008_DOC | 16ga SS 304L Solid coil 60. | C | Reference Item - Document Management | Active |  | 88 | 1 |  |  |  | Item | 1 | EA | 100 | 1 | 1 | Date |  |  | 2024-09-30 15:41 |  | * | [6 empty] | 1 |  | 1 |  |  | 0 | 0 | [5 empty] | None
5 | - IP-63003 | 16ga SS 304L Solid coil 60 | 0 | Sub-assembly | Active |  | 115 | 1 |  |  |  | Item | 1 | EA | 100 | 1 | 1 | Date |  |  | 2024-09-30 15:41 |  | * | [6 empty] | 1 |  | 1 | 0.064923 |  | 0.064923 | 41.0649 |  |  | * |  |  | None | *
6 | 45-304L-C0110 | STEEL,304-L S/S,16 GA,60" COIL | 0 | Purchased Item | Active |  | 1 | 1 |  |  |  | Item | 11.77 | SFT | 100 | 1 | 11.77 | Date |  |  | 2024-09-30 15:41 |  | * | [6 empty] | 11.77 |  | 1 | 10 |  | 0 | 11 |  |  | * |  |  | None | *
6 | IP-63003_DOC | 16ga SS 304L Solid coil 60. | B | Reference Item - Document Management | Active |  | 99999 | 1 |  |  |  | Item | 1 | EA | 100 | 1 | 1 | Date |  |  | 2024-09-30 15:41 |  | * | [6 empty] | 1 |  | 1 | 40 |  | 0 | 40 | [5 empty] | None
5 | - IP-59039 | 16ga GA Brt coil 60 | 0 | Sub-assembly | Active |  | 116 | 1 |  |  |  | Item | 2 | EA | 100 | 1 | 2 | Date |  |  | 2024-09-30 15:41 |  | * | [6 empty] | 2 |  | 1 | 0.064923 |  | 0.064923 | 81.0649 |  |  | * |  |  | None | *
6 | 45-GALC-0275 | STEEL,GALV,G90,16 GA,60" COIL | 0 | Purchased Item | Active |  | 1 | 1 |  |  |  | Item | 9.763 | SFT | 100 | 1 | 19.526 | Date |  |  | 2024-09-30 15:41 |  | * | [6 empty] | 19.526 |  | 1 | 15 |  | 0 | 16 |  |  | * |  |  | None | *
6 | IP-59039_DOC | 16ga GA Brt coil 60. | B | Reference Item - Document Management | Active |  | 99999 | 1 |  |  |  | Item | 1 | EA | 100 | 1 | 2 | Date |  |  | 2024-09-30 15:41 |  | * | [6 empty] | 2 |  | 1 | 80 |  | 0 | 80 | [5 empty] | None
5 | - IP-58495 | 16ga SS 304L Solid coil 60 | 0 | Sub-assembly | Active |  | 117 | 1 |  |  |  | Item | 1 | EA | 100 | 1 | 1 | Date |  |  | 2024-09-30 15:41 |  | * | [6 empty] | 1 |  | 1 | 0.064923 |  | 0.064923 | 12.0649 |  |  | * |  |  | None | *
6 | 45-304L-C0110 | STEEL,304-L S/S,16 GA,60" COIL | 0 | Purchased Item | Active |  | 1 | 1 |  |  |  | Item | 11.441 | SFT | 100 | 1 | 11.441 | Date |  |  | 2024-09-30 15:41 |  | * | [6 empty] | 11.441 |  | 1 | 10 |  | 0 | 11 |  |  | * |  |  | None | *
6 | IP-58495_DOC | 16ga SS 304L Solid coil 60. | B | Reference Item - Document Management | Active |  | 99999 | 1 |  |  |  | Item | 1 | EA | 100 | 1 | 1 | Date |  |  | 2024-09-30 15:41 |  | * | [6 empty] | 1 |  | 1 |  |  | 0 | 0 | [5 empty] | None
5 | - IP-58498 | 16ga SS 304L Solid coil 60 | 0 | Sub-assembly | Active |  | 118 | 1 |  |  |  | Item | 1 | EA | 100 | 1 | 1 | Date |  |  | 2024-09-30 15:41 |  | * | [6 empty] | 1 |  | 1 | 0.064923 |  | 0.064923 | 12.0649 |  |  | * |  |  | None | *
6 | 45-304L-C0110 | STEEL,304-L S/S,16 GA,60" COIL | 0 | Purchased Item | Active |  | 1 | 1 |  |  |  | Item | 20.299 | SFT | 100 | 1 | 20.299 | Date |  |  | 2024-09-30 15:41 |  | * | [6 empty] | 20.299 |  | 1 | 10 |  | 0 | 11 |  |  | * |  |  | None | *
6 | IP-58498_DOC | 16ga SS 304L Solid coil 60. | B | Reference Item - Document Management | Active |  | 99999 | 1 |  |  |  | Item | 1 | EA | 100 | 1 | 1 | Date |  |  | 2024-09-30 15:41 |  | * | [6 empty] | 1 |  | 1 |  |  | 0 | 0 | [5 empty] | None
5 | - IP-63005 | 16ga SS 304L Solid coil 60 | 0 | Sub-assembly | Active |  | 119 | 1 |  |  |  | Item | 1 | EA | 100 | 1 | 1 | Date |  |  | 2024-09-30 15:41 |  | * | [6 empty] | 1 |  | 1 | 0.064923 |  | 0.064923 | 12.0649 |  |  | * |  |  | None | *
6 | 45-304L-C0110 | STEEL,304-L S/S,16 GA,60" COIL | 0 | Purchased Item | Active |  | 1 | 1 |  |  |  | Item | 8.192 | SFT | 100 | 1 | 8.192 | Date |  |  | 2024-09-30 15:41 |  | * | [6 empty] | 8.192 |  | 1 | 10 |  | 0 | 11 |  |  | * |  |  | None | *
6 | IP-63005_DOC | 16ga SS 304L Solid coil 60. | B | Reference Item - Document Management | Active |  | 99999 | 1 |  |  |  | Item | 1 | EA | 100 | 1 | 1 | Date |  |  | 2024-09-30 15:41 |  | * | [6 empty] | 1 |  | 1 | 0 |  | 0 | 0 | [5 empty] | None
5 | - IP-59016 | 16ga SS 304L Solid coil 60 | 0 | Sub-assembly | Active |  | 120 | 1 |  |  |  | Item | 1 | EA | 100 | 1 | 1 | Date |  |  | 2024-09-30 15:41 |  | * | [6 empty] | 1 |  | 1 | 0.064923 |  | 0.064923 | 12.0649 |  |  | * |  |  | None | *
6 | 45-304L-C0110 | STEEL,304-L S/S,16 GA,60" COIL | 0 | Purchased Item | Active |  | 1 | 1 |  |  |  | Item | 5.723 | SFT | 100 | 1 | 5.723 | Date |  |  | 2024-09-30 15:41 |  | * | [6 empty] | 5.723 |  | 1 | 10 |  | 0 | 11 |  |  | * |  |  | None | *
6 | IP-59016_DOC | 16ga SS 304L Solid coil 60. | B | Reference Item - Document Management | Active |  | 95 | 1 |  |  |  | Item | 1 | EA | 100 | 1 | 1 | Date |  |  | 2024-09-30 15:41 |  | * | [6 empty] | 1 |  | 1 |  |  | 0 | 0 | [5 empty] | None
5 | - IP-59021 | 16ga SS 304L Solid coil 60 | 0 | Sub-assembly | Active |  | 121 | 1 |  |  |  | Item | 1 | EA | 100 | 1 | 1 | Date |  |  | 2024-09-30 15:41 |  | * | [6 empty] | 1 |  | 1 | 0.064923 |  | 0.064923 | 12.0649 |  |  | * |  |  | None | *
6 | 45-304L-C0110 | STEEL,304-L S/S,16 GA,60" COIL | 0 | Purchased Item | Active |  | 1 | 1 |  |  |  | Item | 6.178 | SFT | 100 | 1 | 6.178 | Date |  |  | 2024-09-30 15:41 |  | * | [6 empty] | 6.178 |  | 1 | 10 |  | 0 | 11 |  |  | * |  |  | None | *
6 | IP-59021_DOC | 16ga SS 304L Solid coil 60. | B | Reference Item - Document Management | Active |  | 99999 | 1 |  |  |  | Item | 1 | EA | 100 | 1 | 1 | Date |  |  | 2024-09-30 15:41 |  | * | [6 empty] | 1 |  | 1 |  |  | 0 | 0 | [5 empty] | None
5 | - IP-58488 | 16ga GA Brt coil 60 | 0 | Sub-assembly | Active |  | 122 | 1 |  |  |  | Item | 1 | EA | 100 | 1 | 1 | Date |  |  | 2024-09-30 15:41 |  | * | [6 empty] | 1 |  | 1 | 0.064923 |  | 0.064923 | 61.0649 |  |  | * |  |  | None | *
6 | 45-GALC-0275 | STEEL,GALV,G90,16 GA,60" COIL | 0 | Purchased Item | Active |  | 1 | 1 |  |  |  | Item | 10.173 | SFT | 100 | 1 | 10.173 | Date |  |  | 2024-09-30 15:41 |  | * | [6 empty] | 10.173 |  | 1 | 15 |  | 0 | 16 |  |  | * |  |  | None | *
6 | IP-58488_DOC | 16ga GA Brt coil 60. | B | Reference Item - Document Management | Active |  | 99999 | 1 |  |  |  | Item | 1 | EA | 100 | 1 | 1 | Date |  |  | 2024-09-30 15:41 |  | * | [6 empty] | 1 |  | 1 | 60 |  | 0 | 60 | [5 empty] | None
5 | - IP-59009 | STEEL,304-L S/S,20 GA,60" COIL | 0 | Sub-assembly | Active |  | 123 | 1 |  |  |  | Item | 1 | EA | 100 | 1 | 1 | Date |  |  | 2024-09-30 15:41 |  | * | [6 empty] | 1 |  | 1 | 0.024346 |  | 0.024346 | 17.0243 |  |  | * |  |  | None | *
6 | 45-304S-C0120 | STEEL,304-2B S/S,20GA,48" COIL | 0 | Purchased Item | Active |  | 1 | 1 |  |  |  | Item | 9.562 | SFT | 100 | 1 | 9.562 | Date |  |  | 2024-09-30 15:41 |  | * | [6 empty] | 9.562 |  | 1 | 15 |  | 0 | 16 |  |  | * |  |  | None | *
6 | IP-59009_DOC | STEEL,304-L S/S,20 GA,60" COIL. | C | Reference Item - Document Management | Active |  | 89 | 1 |  |  |  | Item | 1 | EA | 100 | 1 | 1 | Date |  |  | 2024-09-30 15:41 |  | * | [6 empty] | 1 |  | 1 |  |  | 0 | 0 | [5 empty] | None
5 | - IP-59030 | 16ga SS 304L Solid coil 60 | 0 | Sub-assembly | Active |  | 124 | 1 |  |  |  | Item | 1 | EA | 100 | 1 | 1 | Date |  |  | 2024-09-30 15:41 |  | * | [6 empty] | 1 |  | 1 | 0.064923 |  | 0.064923 | 12.0649 |  |  | * |  |  | None | *
6 | 45-304L-C0110 | STEEL,304-L S/S,16 GA,60" COIL | 0 | Purchased Item | Active |  | 1 | 1 |  |  |  | Item | 13.097 | SFT | 100 | 1 | 13.097 | Date |  |  | 2024-09-30 15:41 |  | * | [6 empty] | 13.097 |  | 1 | 10 |  | 0 | 11 |  |  | * |  |  | None | *
6 | IP-59030_DOC | 16ga SS 304L Solid coil 60. | B | Reference Item - Document Management | Active |  | 99999 | 1 |  |  |  | Item | 1 | EA | 100 | 1 | 1 | Date |  |  | 2024-09-30 15:41 |  | * | [6 empty] | 1 |  | 1 |  |  | 0 | 0 | [5 empty] | None
5 | - IP-58494 | 16ga GA Brt coil 60 | 0 | Sub-assembly | Active |  | 125 | 1 |  |  |  | Item | 1 | EA | 100 | 1 | 1 | Date |  |  | 2024-09-30 15:41 |  | * | [6 empty] | 1 |  | 1 | 0.064923 |  | 0.064923 | 17.0649 |  |  | * |  |  | None | *
6 | 45-GALC-0275 | STEEL,GALV,G90,16 GA,60" COIL | 0 | Purchased Item | Active |  | 1 | 1 |  |  |  | Item | 18.9 | SFT | 100 | 1 | 18.9 | Date |  |  | 2024-09-30 15:41 |  | * | [6 empty] | 18.9 |  | 1 | 15 |  | 0 | 16 |  |  | * |  |  | None | *
6 | IP-58494_DOC | 16ga GA Brt coil 60. | B | Reference Item - Document Management | Active |  | 99999 | 1 |  |  |  | Item | 1 | EA | 100 | 1 | 1 | Date |  |  | 2024-09-30 15:41 |  | * | [6 empty] | 1 |  | 1 | 10 |  | 0 | 10 | [5 empty] | None
5 | - IP-58691 | 16ga SS 304L Solid coil 60 | 0 | Sub-assembly | Active |  | 126 | 1 |  |  |  | Item | 1 | EA | 100 | 1 | 1 | Date |  |  | 2024-09-30 15:41 |  | * | [6 empty] | 1 |  | 1 | 0.064923 |  | 0.064923 | 12.0649 |  |  | * |  |  | None | *
6 | 45-304L-C0110 | STEEL,304-L S/S,16 GA,60" COIL | 0 | Purchased Item | Active |  | 1 | 1 |  |  |  | Item | 6.178 | SFT | 100 | 1 | 6.178 | Date |  |  | 2024-09-30 15:41 |  | * | [6 empty] | 6.178 |  | 1 | 10 |  | 0 | 11 |  |  | * |  |  | None | *
6 | IP-58691_DOC | 16ga SS 304L Solid coil 60. | B | Reference Item - Document Management | Active |  | 84 | 1 |  |  |  | Item | 1 | EA | 100 | 1 | 1 | Date |  |  | 2024-09-30 15:41 |  | * | [6 empty] | 1 |  | 1 |  |  | 0 | 0 | [5 empty] | None
5 | - IP-58692 | 16ga SS 304L Solid coil 60 | 0 | Sub-assembly | Active |  | 127 | 1 |  |  |  | Item | 1 | EA | 100 | 1 | 1 | Date |  |  | 2024-09-30 15:41 |  | * | [6 empty] | 1 |  | 1 | 0.064923 |  | 0.064923 | 12.0649 |  |  | * |  |  | None | *
6 | 45-304L-C0110 | STEEL,304-L S/S,16 GA,60" COIL | 0 | Purchased Item | Active |  | 1 | 1 |  |  |  | Item | 3.393 | SFT | 100 | 1 | 3.393 | Date |  |  | 2024-09-30 15:41 |  | * | [6 empty] | 3.393 |  | 1 | 10 |  | 0 | 11 |  |  | * |  |  | None | *
6 | IP-58692_DOC | 16ga SS 304L Solid coil 60. | B | Reference Item - Document Management | Active |  | 99999 | 1 |  |  |  | Item | 1 | EA | 100 | 1 | 1 | Date |  |  | 2024-09-30 15:41 |  | * | [6 empty] | 1 |  | 1 |  |  | 0 | 0 | [5 empty] | None
5 | - IP-59017 | STEEL,304-L S/S,20 GA,60" COIL | 0 | Sub-assembly | Active |  | 128 | 1 |  |  |  | Item | 1 | EA | 100 | 1 | 1 | Date |  |  | 2024-09-30 15:41 |  | * | [6 empty] | 1 |  | 1 | 0.064923 |  | 0.064923 | 17.0649 |  |  | * |  |  | None | *
6 | 45-304S-C0120 | STEEL,304-2B S/S,20GA,48" COIL | 0 | Purchased Item | Active |  | 1 | 1 |  |  |  | Item | 9.027 | SFT | 100 | 1 | 9.027 | Date |  |  | 2024-09-30 15:41 |  | * | [6 empty] | 9.027 |  | 1 | 15 |  | 0 | 16 |  |  | * |  |  | None | *
6 | IP-59017_DOC | STEEL,304-L S/S,20 GA,60" COIL. | B | Reference Item - Document Management | Active |  | 99999 | 1 |  |  |  | Item | 1 | EA | 100 | 1 | 1 | Date |  |  | 2024-09-30 15:41 |  | * | [6 empty] | 1 |  | 1 |  |  | 0 | 0 | [5 empty] | None
5 | - IP-59022 | 16ga SS 304L Solid coil 60 | 0 | Sub-assembly | Active |  | 129 | 1 |  |  |  | Item | 1 | EA | 100 | 1 | 1 | Date |  |  | 2024-09-30 15:41 |  | * | [6 empty] | 1 |  | 1 | 0.064923 |  | 0.064923 | 17.0649 |  |  | * |  |  | None | *
6 | 45-304S-C0120 | STEEL,304-2B S/S,20GA,48" COIL | 0 | Purchased Item | Active |  | 1 | 1 |  |  |  | Item | 17.076 | SFT | 100 | 1 | 17.076 | Date |  |  | 2024-09-30 15:41 |  | * | [6 empty] | 17.076 |  | 1 | 15 |  | 0 | 16 |  |  | * |  |  | None | *
6 | IP-59022_DOC | 16ga SS 304L Solid coil 60. | B | Reference Item - Document Management | Active |  | 99999 | 1 |  |  |  | Item | 1 | EA | 100 | 1 | 1 | Date |  |  | 2024-09-30 15:41 |  | * | [6 empty] | 1 |  | 1 |  |  | 0 | 0 | [5 empty] | None
5 | - IP-59037 | 16ga GA Brt coil 60 | 0 | Sub-assembly | Active |  | 130 | 1 |  |  |  | Item | 1 | EA | 100 | 1 | 1 | Date |  |  | 2024-09-30 15:41 |  | * | [6 empty] | 1 |  | 1 | 0.064923 |  | 0.064923 | 17.0649 |  |  | * |  |  | None | *
6 | 45-GALC-0275 | STEEL,GALV,G90,16 GA,60" COIL | 0 | Purchased Item | Active |  | 1 | 1 |  |  |  | Item | 8.422 | SFT | 100 | 1 | 8.422 | Date |  |  | 2024-09-30 15:41 |  | * | [6 empty] | 8.422 |  | 1 | 15 |  | 0 | 16 |  |  | * |  |  | None | *
6 | IP-59037_DOC | 16ga GA Brt coil 60. | B | Reference Item - Document Management | Active |  | 99999 | 1 |  |  |  | Item | 1 | EA | 100 | 1 | 1 | Date |  |  | 2024-09-30 15:41 |  | * | [6 empty] | 1 |  | 1 |  |  | 0 | 0 | [5 empty] | None
5 | - IP-58493 | 16ga GA Brt coil 60 | 0 | Sub-assembly | Active |  | 131 | 1 |  |  |  | Item | 1 | EA | 100 | 1 | 1 | Date |  |  | 2024-09-30 15:41 |  | * | [6 empty] | 1 |  | 1 | 0.064923 |  | 0.064923 | 17.0649 |  |  | * |  |  | None | *
6 | 45-GALC-0275 | STEEL,GALV,G90,16 GA,60" COIL | 0 | Purchased Item | Active |  | 1 | 1 |  |  |  | Item | 18.9 | SFT | 100 | 1 | 18.9 | Date |  |  | 2024-09-30 15:41 |  | * | [6 empty] | 18.9 |  | 1 | 15 |  | 0 | 16 |  |  | * |  |  | None | *
6 | IP-58493_DOC | 16ga GA Brt coil 60. | B | Reference Item - Document Management | Active |  | 99999 | 1 |  |  |  | Item | 1 | EA | 100 | 1 | 1 | Date |  |  | 2024-09-30 15:41 |  | * | [6 empty] | 1 |  | 1 |  |  | 0 | 0 | [5 empty] | None
5 | - IP-60248 | 16ga SS 304L Solid coil 60 | 0 | Sub-assembly | Active |  | 132 | 1 |  |  |  | Item | 2 | EA | 100 | 1 | 2 | Date |  |  | 2024-09-30 15:41 |  | * | [6 empty] | 2 |  | 1 | 0.064923 |  | 0.064923 | 51.0649 |  |  | * |  |  | None | *
6 | 45-304L-C0110 | STEEL,304-L S/S,16 GA,60" COIL | 0 | Purchased Item | Active |  | 1 | 1 |  |  |  | Item | 2.54 | SFT | 100 | 1 | 5.08 | Date |  |  | 2024-09-30 15:41 |  | * | [6 empty] | 5.08 |  | 1 | 10 |  | 0 | 11 |  |  | * |  |  | None | *
6 | IP-60248_DOC | 16ga SS 304L Solid coil 60. | B | Reference Item - Document Management | Active |  | 96 | 1 |  |  |  | Item | 1 | EA | 100 | 1 | 2 | Date |  |  | 2024-09-30 15:41 |  | * | [6 empty] | 2 |  | 1 | 50 |  | 0 | 50 | [5 empty] | None
5 | - IP-58693 | 16ga SS 304L Solid coil 60 | 0 | Sub-assembly | Active |  | 133 | 1 |  |  |  | Item | 1 | EA | 100 | 1 | 1 | Date |  |  | 2024-09-30 15:41 |  | * | [6 empty] | 1 |  | 1 | 0.064923 |  | 0.064923 | 12.0649 |  |  | * |  |  | None | *
6 | 45-304L-C0110 | STEEL,304-L S/S,16 GA,60" COIL | 0 | Purchased Item | Active |  | 1 | 1 |  |  |  | Item | 3.393 | SFT | 100 | 1 | 3.393 | Date |  |  | 2024-09-30 15:41 |  | * | [6 empty] | 3.393 |  | 1 | 10 |  | 0 | 11 |  |  | * |  |  | None | *
6 | IP-58693_DOC | 16ga SS 304L Solid coil 60. | B | Reference Item - Document Management | Active |  | 99999 | 1 |  |  |  | Item | 1 | EA | 100 | 1 | 1 | Date |  |  | 2024-09-30 15:41 |  | * | [6 empty] | 1 |  | 1 |  |  | 0 | 0 | [5 empty] | None
5 | - IP-59014 | 16ga SS 304L Solid coil 60 | 0 | Sub-assembly | Active |  | 134 | 1 |  |  |  | Item | 1 | EA | 100 | 1 | 1 | Date |  |  | 2024-09-30 15:41 |  | * | [6 empty] | 1 |  | 1 | 0.064923 |  | 0.064923 | 12.0649 |  |  | * |  |  | None | *
6 | 45-304L-C0110 | STEEL,304-L S/S,16 GA,60" COIL | 0 | Purchased Item | Active |  | 1 | 1 |  |  |  | Item | 8.192 | SFT | 100 | 1 | 8.192 | Date |  |  | 2024-09-30 15:41 |  | * | [6 empty] | 8.192 |  | 1 | 10 |  | 0 | 11 |  |  | * |  |  | None | *
6 | IP-59014_DOC | 16ga SS 304L Solid coil 60. | B | Reference Item - Document Management | Active |  | 99999 | 1 |  |  |  | Item | 1 | EA | 100 | 1 | 1 | Date |  |  | 2024-09-30 15:41 |  | * | [6 empty] | 1 |  | 1 |  |  | 0 | 0 | [5 empty] | None
5 | - IP-59003 | 16ga SS 304L Solid coil 60 | 0 | Sub-assembly | Active |  | 135 | 1 |  |  |  | Item | 1 | EA | 100 | 1 | 1 | Date |  |  | 2024-09-30 15:41 |  | * | [6 empty] | 1 |  | 1 | 0.064923 |  | 0.064923 | 12.0649 |  |  | * |  |  | None | *
6 | 45-304L-C0110 | STEEL,304-L S/S,16 GA,60" COIL | 0 | Purchased Item | Active |  | 1 | 1 |  |  |  | Item | 21.525 | SFT | 100 | 1 | 21.525 | Date |  |  | 2024-09-30 15:41 |  | * | [6 empty] | 21.525 |  | 1 | 10 |  | 0 | 11 |  |  | * |  |  | None | *
6 | IP-59003_DOC | 16ga SS 304L Solid coil 60. | C | Reference Item - Document Management | Active |  | 99999 | 1 |  |  |  | Item | 1 | EA | 100 | 1 | 1 | Date |  |  | 2024-09-30 15:41 |  | * | [6 empty] | 1 |  | 1 |  |  | 0 | 0 | [5 empty] | None
5 | - IP-59029 | 16ga SS 304L Solid coil 60 | 0 | Sub-assembly | Active |  | 136 | 1 |  |  |  | Item | 1 | EA | 100 | 1 | 1 | Date |  |  | 2024-09-30 15:41 |  | * | [6 empty] | 1 |  | 1 | 0.064923 |  | 0.064923 | 12.0649 |  |  | * |  |  | None | *
6 | 45-304L-C0110 | STEEL,304-L S/S,16 GA,60" COIL | 0 | Purchased Item | Active |  | 1 | 1 |  |  |  | Item | 3.393 | SFT | 100 | 1 | 3.393 | Date |  |  | 2024-09-30 15:41 |  | * | [6 empty] | 3.393 |  | 1 | 10 |  | 0 | 11 |  |  | * |  |  | None | *
6 | IP-59029_DOC | 16ga SS 304L Solid coil 60. | B | Reference Item - Document Management | Active |  | 99999 | 1 |  |  |  | Item | 1 | EA | 100 | 1 | 1 | Date |  |  | 2024-09-30 15:41 |  | * | [6 empty] | 1 |  | 1 |  |  | 0 | 0 | [5 empty] | None
5 | - IP-58487 | 16ga GA Brt coil 60 | 0 | Sub-assembly | Active |  | 137 | 1 |  |  |  | Item | 1 | EA | 100 | 1 | 1 | Date |  |  | 2024-09-30 15:41 |  | * | [6 empty] | 1 |  | 1 | 0.064923 |  | 0.064923 | 17.0649 |  |  | * |  |  | None | *
6 | 45-GALC-0275 | STEEL,GALV,G90,16 GA,60" COIL | 0 | Purchased Item | Active |  | 1 | 1 |  |  |  | Item | 10.29 | SFT | 100 | 1 | 10.29 | Date |  |  | 2024-09-30 15:41 |  | * | [6 empty] | 10.29 |  | 1 | 15 |  | 0 | 16 |  |  | * |  |  | None | *
6 | IP-58487_DOC | 16ga GA Brt coil 60. | B | Reference Item - Document Management | Active |  | 99999 | 1 |  |  |  | Item | 1 | EA | 100 | 1 | 1 | Date |  |  | 2024-09-30 15:41 |  | * | [6 empty] | 1 |  | 1 |  |  | 0 | 0 | [5 empty] | None
5 | - IP-59007 | STEEL,304-L S/S,20 GA,60" COIL | 0 | Sub-assembly | Active |  | 138 | 1 |  |  |  | Item | 1 | EA | 100 | 1 | 1 | Date |  |  | 2024-09-30 15:41 |  | * | [6 empty] | 1 |  | 1 | 0.024346 |  | 0.024346 | 17.0243 |  |  | * |  |  | None | *
6 | 45-304S-C0120 | STEEL,304-2B S/S,20GA,48" COIL | 0 | Purchased Item | Active |  | 1 | 1 |  |  |  | Item | 6.502 | SFT | 100 | 1 | 6.502 | Date |  |  | 2024-09-30 15:41 |  | * | [6 empty] | 6.502 |  | 1 | 15 |  | 0 | 16 |  |  | * |  |  | None | *
6 | IP-59007_DOC | STEEL,304-L S/S,20 GA,60" COIL. | C | Reference Item - Document Management | Active |  | 87 | 1 |  |  |  | Item | 1 | EA | 100 | 1 | 1 | Date |  |  | 2024-09-30 15:41 |  | * | [6 empty] | 1 |  | 1 |  |  | 0 | 0 | [5 empty] | None
5 | - IP-59038 | 16ga GA Brt coil 60 | 0 | Sub-assembly | Active |  | 139 | 1 |  |  |  | Item | 2 | EA | 100 | 1 | 2 | Date |  |  | 2024-09-30 15:41 |  | * | [6 empty] | 2 |  | 1 | 0.064923 |  | 0.064923 | 17.0649 |  |  | * |  |  | None | *
6 | 45-GALC-0275 | STEEL,GALV,G90,16 GA,60" COIL | 0 | Purchased Item | Active |  | 1 | 1 |  |  |  | Item | 14.369 | SFT | 100 | 1 | 28.738 | Date |  |  | 2024-09-30 15:41 |  | * | [6 empty] | 28.738 |  | 1 | 15 |  | 0 | 16 |  |  | * |  |  | None | *
6 | IP-59038_DOC | 16ga GA Brt coil 60. | B | Reference Item - Document Management | Active |  | 99999 | 1 |  |  |  | Item | 1 | EA | 100 | 1 | 2 | Date |  |  | 2024-09-30 15:41 |  | * | [6 empty] | 2 |  | 1 |  |  | 0 | 0 | [5 empty] | None
5 | - IP-58492 | 16ga GA Brt coil 60 | 0 | Sub-assembly | Active |  | 140 | 1 |  |  |  | Item | 1 | EA | 100 | 1 | 1 | Date |  |  | 2024-09-30 15:41 |  | * | [6 empty] | 1 |  | 1 | 0.064923 |  | 0.064923 | 17.0649 |  |  | * |  |  | None | *
6 | 45-GALC-0275 | STEEL,GALV,G90,16 GA,60" COIL | 0 | Purchased Item | Active |  | 1 | 1 |  |  |  | Item | 15.637 | SFT | 100 | 1 | 15.637 | Date |  |  | 2024-09-30 15:41 |  | * | [6 empty] | 15.637 |  | 1 | 15 |  | 0 | 16 |  |  | * |  |  | None | *
6 | IP-58492_DOC | 16ga GA Brt coil 60. | B | Reference Item - Document Management | Active |  | 99999 | 1 |  |  |  | Item | 1 | EA | 100 | 1 | 1 | Date |  |  | 2024-09-30 15:41 |  | * | [6 empty] | 1 |  | 1 |  |  | 0 | 0 | [5 empty] | None
5 | - IP-58497 | 16ga SS 304L Solid coil 60 | 0 | Sub-assembly | Active |  | 141 | 1 |  |  |  | Item | 5 | EA | 100 | 1 | 5 | Date |  |  | 2024-09-30 15:41 |  | * | [6 empty] | 5 |  | 1 | 0.064923 |  | 0.064923 | 12.0649 |  |  | * |  |  | None | *
6 | 45-304L-C0110 | STEEL,304-L S/S,16 GA,60" COIL | 0 | Purchased Item | Active |  | 1 | 1 |  |  |  | Item | 22.164 | SFT | 100 | 1 | 110.82 | Date |  |  | 2024-09-30 15:41 |  | * | [6 empty] | 110.82 |  | 1 | 10 |  | 0 | 11 |  |  | * |  |  | None | *
6 | IP-58497_DOC | 16ga SS 304L Solid coil 60. | B | Reference Item - Document Management | Active |  | 99999 | 1 |  |  |  | Item | 1 | EA | 100 | 1 | 5 | Date |  |  | 2024-09-30 15:41 |  | * | [6 empty] | 5 |  | 1 |  |  | 0 | 0 | [5 empty] | None
5 | - IP-60249 | 16ga SS 304L Solid coil 60 | 0 | Sub-assembly | Active |  | 142 | 1 |  |  |  | Item | 2 | EA | 100 | 1 | 2 | Date |  |  | 2024-09-30 15:41 |  | * | [6 empty] | 2 |  | 1 | 0.064923 |  | 0.064923 | 41.0649 |  |  | * |  |  | None | *
6 | 45-304L-C0110 | STEEL,304-L S/S,16 GA,60" COIL | 0 | Purchased Item | Active |  | 1 | 1 |  |  |  | Item | 2.54 | SFT | 100 | 1 | 5.08 | Date |  |  | 2024-09-30 15:41 |  | * | [6 empty] | 5.08 |  | 1 | 10 |  | 0 | 11 |  |  | * |  |  | None | *
6 | IP-60249_DOC | 16ga SS 304L Solid coil 60. | B | Reference Item - Document Management | Active |  | 97 | 1 |  |  |  | Item | 1 | EA | 100 | 1 | 2 | Date |  |  | 2024-09-30 15:41 |  | * | [6 empty] | 2 |  | 1 | 40 |  | 0 | 40 | [5 empty] | None
5 | - IP-63006 | 16ga SS 304L Solid coil 60 | 0 | Sub-assembly | Active |  | 143 | 1 |  |  |  | Item | 1 | EA | 100 | 1 | 1 | Date |  |  | 2024-09-30 15:41 |  | * | [6 empty] | 1 |  | 1 | 0.064923 |  | 0.064923 | 12.0649 |  |  | * |  |  | None | *
6 | 45-304L-C0110 | STEEL,304-L S/S,16 GA,60" COIL | 0 | Purchased Item | Active |  | 1 | 1 |  |  |  | Item | 9.257 | SFT | 100 | 1 | 9.257 | Date |  |  | 2024-09-30 15:41 |  | * | [6 empty] | 9.257 |  | 1 | 10 |  | 0 | 11 |  |  | * |  |  | None | *
6 | IP-63006_DOC | 16ga SS 304L Solid coil 60. | C | Reference Item - Document Management | Active |  | 99999 | 1 |  |  |  | Item | 1 | EA | 100 | 1 | 1 | Date |  |  | 2024-09-30 15:41 |  | * | [6 empty] | 1 |  | 1 |  |  | 0 | 0 | [5 empty] | None
5 | - IP-59015 | STEEL,304-L S/S,20 GA,60" COIL | 0 | Sub-assembly | Active |  | 144 | 1 |  |  |  | Item | 1 | EA | 100 | 1 | 1 | Date |  |  | 2024-09-30 15:41 |  | * | [6 empty] | 1 |  | 1 | 0.024346 |  | 0.024346 | 17.0243 |  |  | * |  |  | None | *
6 | 45-304S-C0120 | STEEL,304-2B S/S,20GA,48" COIL | 0 | Purchased Item | Active |  | 1 | 1 |  |  |  | Item | 3.855 | SFT | 100 | 1 | 3.855 | Date |  |  | 2024-09-30 15:41 |  | * | [6 empty] | 3.855 |  | 1 | 15 |  | 0 | 16 |  |  | * |  |  | None | *
6 | IP-59015_DOC | STEEL,304-L S/S,20 GA,60" COIL. | B | Reference Item - Document Management | Active |  | 94 | 1 |  |  |  | Item | 1 | EA | 100 | 1 | 1 | Date |  |  | 2024-09-30 15:41 |  | * | [6 empty] | 1 |  | 1 |  |  | 0 | 0 | [5 empty] | None
5 | - IP-59020 | 16ga SS 304L Solid coil 60 | 0 | Sub-assembly | Active |  | 145 | 1 |  |  |  | Item | 1 | EA | 100 | 1 | 1 | Date |  |  | 2024-09-30 15:41 |  | * | [6 empty] | 1 |  | 1 | 0.064923 |  | 0.064923 | 12.0649 |  |  | * |  |  | None | *
6 | 45-304L-C0110 | STEEL,304-L S/S,16 GA,60" COIL | 0 | Purchased Item | Active |  | 1 | 1 |  |  |  | Item | 9.257 | SFT | 100 | 1 | 9.257 | Date |  |  | 2024-09-30 15:41 |  | * | [6 empty] | 9.257 |  | 1 | 10 |  | 0 | 11 |  |  | * |  |  | None | *
6 | IP-59020_DOC | 16ga SS 304L Solid coil 60. | C | Reference Item - Document Management | Active |  | 99999 | 1 |  |  |  | Item | 1 | EA | 100 | 1 | 1 | Date |  |  | 2024-09-30 15:41 |  | * | [6 empty] | 1 |  | 1 |  |  | 0 | 0 | [5 empty] | None
5 | - IP-58694 | 16ga SS 304L Solid coil 60 | 0 | Sub-assembly | Active |  | 146 | 1 |  |  |  | Item | 1 | EA | 100 | 1 | 1 | Date |  |  | 2024-09-30 15:41 |  | * | [6 empty] | 1 |  | 1 | 0.064923 |  | 0.064923 | 12.0649 |  |  | * |  |  | None | *
6 | 45-304L-C0110 | STEEL,304-L S/S,16 GA,60" COIL | 0 | Purchased Item | Active |  | 1 | 1 |  |  |  | Item | 3.393 | SFT | 100 | 1 | 3.393 | Date |  |  | 2024-09-30 15:41 |  | * | [6 empty] | 3.393 |  | 1 | 10 |  | 0 | 11 |  |  | * |  |  | None | *
6 | IP-58694_DOC | 16ga SS 304L Solid coil 60. | B | Reference Item - Document Management | Active |  | 99999 | 1 |  |  |  | Item | 1 | EA | 100 | 1 | 1 | Date |  |  | 2024-09-30 15:41 |  | * | [6 empty] | 1 |  | 1 |  |  | 0 | 0 | [5 empty] | None
5 | - IP-59042 | 16ga GA Brt coil 60 | 0 | Sub-assembly | Active |  | 147 | 1 |  |  |  | Item | 1 | EA | 100 | 1 | 1 | Date |  |  | 2024-09-30 15:41 |  | * | [6 empty] | 1 |  | 1 | 0.064923 |  | 0.064923 | 17.0649 |  |  | * |  |  | None | *
6 | 45-GALC-0275 | STEEL,GALV,G90,16 GA,60" COIL | 0 | Purchased Item | Active |  | 1 | 1 |  |  |  | Item | 8.422 | SFT | 100 | 1 | 8.422 | Date |  |  | 2024-09-30 15:41 |  | * | [6 empty] | 8.422 |  | 1 | 15 |  | 0 | 16 |  |  | * |  |  | None | *
6 | IP-59042_DOC | 16ga GA Brt coil 60. | B | Reference Item - Document Management | Active |  | 99999 | 1 |  |  |  | Item | 1 | EA | 100 | 1 | 1 | Date |  |  | 2024-09-30 15:41 |  | * | [6 empty] | 1 |  | 1 |  |  | 0 | 0 | [5 empty] | None
5 | - IP-59033 | 16ga SS 304L Solid coil 60 | 0 | Sub-assembly | Active |  | 148 | 1 |  |  |  | Item | 1 | EA | 100 | 1 | 1 | Date |  |  | 2024-09-30 15:41 |  | * | [6 empty] | 1 |  | 1 | 0.064923 |  | 0.064923 | 12.0649 |  |  | * |  |  | None | *
6 | 45-304L-C0110 | STEEL,304-L S/S,16 GA,60" COIL | 0 | Purchased Item | Active |  | 1 | 1 |  |  |  | Item | 8.823 | SFT | 100 | 1 | 8.823 | Date |  |  | 2024-09-30 15:41 |  | * | [6 empty] | 8.823 |  | 1 | 10 |  | 0 | 11 |  |  | * |  |  | None | *
6 | IP-59033_DOC | 16ga SS 304L Solid coil 60. | B | Reference Item - Document Management | Active |  | 99999 | 1 |  |  |  | Item | 1 | EA | 100 | 1 | 1 | Date |  |  | 2024-09-30 15:41 |  | * | [6 empty] | 1 |  | 1 |  |  | 0 | 0 | [5 empty] | None
5 | - IP-61505 | 16ga SS 304L Solid coil 60 | 0 | Sub-assembly | Active |  | 149 | 1 |  |  |  | Item | 1 | EA | 100 | 1 | 1 | Date |  |  | 2024-09-30 15:41 |  | * | [6 empty] | 1 |  | 1 | 0.064923 |  | 0.064923 | 12.0649 |  |  | * |  |  | None | *
6 | 45-304L-C0110 | STEEL,304-L S/S,16 GA,60" COIL | 0 | Purchased Item | Active |  | 1 | 1 |  |  |  | Item | 2.54 | SFT | 100 | 1 | 2.54 | Date |  |  | 2024-09-30 15:41 |  | * | [6 empty] | 2.54 |  | 1 | 10 |  | 0 | 11 |  |  | * |  |  | None | *
6 | IP-61505_DOC | 16ga SS 304L Solid coil 60. | B | Reference Item - Document Management | Active |  | 99999 | 1 |  |  |  | Item | 1 | EA | 100 | 1 | 1 | Date |  |  | 2024-09-30 15:41 |  | * | [6 empty] | 1 |  | 1 |  |  | 0 | 0 | [5 empty] | None
5 | - IP-58700 | STEEL,304-2B S/S,20GA,48" COIL | 0 | Sub-assembly | Active |  | 150 | 1 |  |  |  | Item | 2 | EA | 100 | 1 | 2 | Date |  |  | 2024-09-30 15:41 |  | * | [6 empty] | 2 |  | 1 | 0.024346 |  | 0.024346 | 81.0243 |  |  | * |  |  | None | *
6 | 45-304S-C0120 | STEEL,304-2B S/S,20GA,48" COIL | 0 | Purchased Item | Active |  | 1 | 1 |  |  |  | Item | 6.502 | SFT | 100 | 1 | 13.004 | Date |  |  | 2024-09-30 15:41 |  | * | [6 empty] | 13.004 |  | 1 | 15 |  | 0 | 16 |  |  | * |  |  | None | *
6 | IP-58700_DOC | STEEL,304-2B S/S,20GA,48" COIL. | C | Reference Item - Document Management | Active |  | 85 | 1 |  |  |  | Item | 1 | EA | 100 | 1 | 2 | Date |  |  | 2024-09-30 15:41 |  | * | [6 empty] | 2 |  | 1 | 80 |  | 0 | 80 | [5 empty] | None
5 | - IP-59034 | 16ga SS 304L Solid coil 60 | 0 | Sub-assembly | Active |  | 151 | 1 |  |  |  | Item | 1 | EA | 100 | 1 | 1 | Date |  |  | 2024-09-30 15:41 |  | * | [6 empty] | 1 |  | 1 | 0.064923 |  | 0.064923 | 12.0649 |  |  | * |  |  | None | *
6 | 45-304L-C0110 | STEEL,304-L S/S,16 GA,60" COIL | 0 | Purchased Item | Active |  | 1 | 1 |  |  |  | Item | 8.823 | SFT | 100 | 1 | 8.823 | Date |  |  | 2024-09-30 15:41 |  | * | [6 empty] | 8.823 |  | 1 | 10 |  | 0 | 11 |  |  | * |  |  | None | *
6 | IP-59034_DOC | 16ga SS 304L Solid coil 60. | B | Reference Item - Document Management | Active |  | 99999 | 1 |  |  |  | Item | 1 | EA | 100 | 1 | 1 | Date |  |  | 2024-09-30 15:41 |  | * | [6 empty] | 1 |  | 1 |  |  | 0 | 0 | [5 empty] | None
5 | - IP-58499 | 16ga SS 304L Solid coil 60 | 0 | Sub-assembly | Active |  | 152 | 1 |  |  |  | Item | 1 | EA | 100 | 1 | 1 | Date |  |  | 2024-09-30 15:41 |  | * | [6 empty] | 1 |  | 1 | 0.064923 |  | 0.064923 | 12.0649 |  |  | * |  |  | None | *
6 | 45-304L-C0110 | STEEL,304-L S/S,16 GA,60" COIL | 0 | Purchased Item | Active |  | 1 | 1 |  |  |  | Item | 11.907 | SFT | 100 | 1 | 11.907 | Date |  |  | 2024-09-30 15:41 |  | * | [6 empty] | 11.907 |  | 1 | 10 |  | 0 | 11 |  |  | * |  |  | None | *
6 | IP-58499_DOC | 16ga SS 304L Solid coil 60. | B | Reference Item - Document Management | Active |  | 99999 | 1 |  |  |  | Item | 1 | EA | 100 | 1 | 1 | Date |  |  | 2024-09-30 15:41 |  | * | [6 empty] | 1 |  | 1 |  |  | 0 | 0 | [5 empty] | None
5 | - IP-60334 | 16ga GA Jkt coil 60 | 0 | Sub-assembly | Active |  | 153 | 1 |  |  |  | Item | 6 | EA | 100 | 1 | 6 | Date |  |  | 2024-09-30 15:41 |  | * | [6 empty] | 6 |  | 1 | 0.064923 |  | 0.064923 | 12.0649 |  |  | * |  |  | None | *
6 | 45-304L-C0110 | STEEL,304-L S/S,16 GA,60" COIL | 0 | Purchased Item | Active |  | 1 | 1 |  |  |  | Item | 0.241 | SFT | 100 | 1 | 1.446 | Date |  |  | 2024-09-30 15:41 |  | * | [6 empty] | 1.446 |  | 1 | 10 |  | 0 | 11 |  |  | * |  |  | None | *
6 | IP-60334_DOC | 16ga GA Jkt coil 60. | B | Reference Item - Document Management | Active |  | 99 | 1 |  |  |  | Item | 1 | EA | 100 | 1 | 6 | Date |  |  | 2024-09-30 15:41 |  | * | [6 empty] | 6 |  | 1 |  |  | 0 | 0 | [5 empty] | None
5 | - IP-61504 | 16ga SS 304L Solid coil 60 | 0 | Sub-assembly | Active |  | 154 | 1 |  |  |  | Item | 1 | EA | 100 | 1 | 1 | Date |  |  | 2024-09-30 15:41 |  | * | [6 empty] | 1 |  | 1 | 0.064923 |  | 0.064923 | 12.0649 |  |  | * |  |  | None | *
6 | 45-304L-C0110 | STEEL,304-L S/S,16 GA,60" COIL | 0 | Purchased Item | Active |  | 1 | 1 |  |  |  | Item | 2.54 | SFT | 100 | 1 | 2.54 | Date |  |  | 2024-09-30 15:41 |  | * | [6 empty] | 2.54 |  | 1 | 10 |  | 0 | 11 |  |  | * |  |  | None | *
6 | IP-61504_DOC | 16ga SS 304L Solid coil 60. | B | Reference Item - Document Management | Active |  | 99999 | 1 |  |  |  | Item | 1 | EA | 100 | 1 | 1 | Date |  |  | 2024-09-30 15:41 |  | * | [6 empty] | 1 |  | 1 |  |  | 0 | 0 | [5 empty] | None
5 | - IP-59010 | 16ga SS 304L Solid coil 60 | 0 | Sub-assembly | Active |  | 155 | 1 |  |  |  | Item | 1 | EA | 100 | 1 | 1 | Date |  |  | 2024-09-30 15:41 |  | * | [6 empty] | 1 |  | 1 | 0.064923 |  | 0.064923 | 17.0649 |  |  | * |  |  | None | *
6 | 45-304S-C0120 | STEEL,304-2B S/S,20GA,48" COIL | 0 | Purchased Item | Active |  | 1 | 1 |  |  |  | Item | 15.995 | SFT | 100 | 1 | 15.995 | Date |  |  | 2024-09-30 15:41 |  | * | [6 empty] | 15.995 |  | 1 | 15 |  | 0 | 16 |  |  | * |  |  | None | *
6 | IP-59010_DOC | 16ga SS 304L Solid coil 60. | C | Reference Item - Document Management | Active |  | 90 | 1 |  |  |  | Item | 1 | EA | 100 | 1 | 1 | Date |  |  | 2024-09-30 15:41 |  | * | [6 empty] | 1 |  | 1 | 5 |  | 0 | 5 | [5 empty] | None
5 | - IP-59035 | 16ga SS 304L Solid coil 60 | 0 | Sub-assembly | Active |  | 156 | 1 |  |  |  | Item | 1 | EA | 100 | 1 | 1 | Date |  |  | 2024-09-30 15:41 |  | * | [6 empty] | 1 |  | 1 | 0.064923 |  | 0.064923 | 12.0649 |  |  | * |  |  | None | *
6 | 45-304L-C0110 | STEEL,304-L S/S,16 GA,60" COIL | 0 | Purchased Item | Active |  | 1 | 1 |  |  |  | Item | 12.98 | SFT | 100 | 1 | 12.98 | Date |  |  | 2024-09-30 15:41 |  | * | [6 empty] | 12.98 |  | 1 | 10 |  | 0 | 11 |  |  | * |  |  | None | *
6 | IP-59035_DOC | 16ga SS 304L Solid coil 60. | B | Reference Item - Document Management | Active |  | 99999 | 1 |  |  |  | Item | 1 | EA | 100 | 1 | 1 | Date |  |  | 2024-09-30 15:41 |  | * | [6 empty] | 1 |  | 1 |  |  | 0 | 0 | [5 empty] | None
5 | - IP-68015 | 16ga SS 304L Solid coil 60 | 0 | Sub-assembly | Active |  | 157 | 1 |  |  |  | Item | 1 | EA | 100 | 1 | 1 | Date |  |  | 2024-09-30 15:41 |  | * | [6 empty] | 1 |  | 1 | 0.064923 |  | 0.064923 | 12.0649 |  |  | * |  |  | None | *
6 | 45-304L-C0110 | STEEL,304-L S/S,16 GA,60" COIL | 0 | Purchased Item | Active |  | 1 | 1 |  |  |  | Item | 11.7 | SFT | 100 | 1 | 11.7 | Date |  |  | 2024-09-30 15:41 |  | * | [6 empty] | 11.7 |  | 1 | 10 |  | 0 | 11 |  |  | * |  |  | None | *
6 | IP-68015_DOC | 16ga SS 304L Solid coil 60. | B | Reference Item - Document Management | Active |  | 99999 | 1 |  |  |  | Item | 1 | EA | 100 | 1 | 1 | Date |  |  | 2024-09-30 15:41 |  | * | [6 empty] | 1 |  | 1 |  |  | 0 | 0 | [5 empty] | None
5 | - IP-58489 | 16ga GA Brt coil 60 | 0 | Sub-assembly | Active |  | 158 | 1 |  |  |  | Item | 1 | EA | 100 | 1 | 1 | Date |  |  | 2024-09-30 15:41 |  | * | [6 empty] | 1 |  | 1 | 0.064923 |  | 0.064923 | 17.0649 |  |  | * |  |  | None | *
6 | 45-GALC-0275 | STEEL,GALV,G90,16 GA,60" COIL | 0 | Purchased Item | Active |  | 1 | 1 |  |  |  | Item | 16.103 | SFT | 100 | 1 | 16.103 | Date |  |  | 2024-09-30 15:41 |  | * | [6 empty] | 16.103 |  | 1 | 15 |  | 0 | 16 |  |  | * |  |  | None | *
6 | IP-58489_DOC | 16ga GA Brt coil 60. | B | Reference Item - Document Management | Active |  | 99999 | 1 |  |  |  | Item | 1 | EA | 100 | 1 | 1 | Date |  |  | 2024-09-30 15:41 |  | * | [6 empty] | 1 |  | 1 |  |  | 0 | 0 | [5 empty] | None
5 | 75-SCWR-818-34S | SELF DRILLING SCREW 8-18,3/4" LENGTH, 410 STAINLESS STEEL PAN HEAD PHILLIPS, PART NO. 0128165 | 0 | Purchased Item | Active |  | 159 | 1 |  |  |  | Item | 472 | EA | 100 | 1 | 472 | Date |  |  | 2024-09-30 15:41 |  | * | [6 empty] | 472 |  | 1 | 20 |  | 0 | 21 |  |  | * |  |  | None | *
5 | - IP-59040 | 16ga GA Brt coil 60 | 0 | Sub-assembly | Active |  | 160 | 1 |  |  |  | Item | 2 | EA | 100 | 1 | 2 | Date |  |  | 2024-09-30 15:41 |  | * | [6 empty] | 2 |  | 1 | 0.064923 |  | 0.064923 | 17.0649 |  |  | * |  |  | None | *
6 | 45-GALC-0275 | STEEL,GALV,G90,16 GA,60" COIL | 0 | Purchased Item | Active |  | 1 | 1 |  |  |  | Item | 9.763 | SFT | 100 | 1 | 19.526 | Date |  |  | 2024-09-30 15:41 |  | * | [6 empty] | 19.526 |  | 1 | 15 |  | 0 | 16 |  |  | * |  |  | None | *
6 | IP-59040_DOC | 16ga GA Brt coil 60. | B | Reference Item - Document Management | Active |  | 99999 | 1 |  |  |  | Item | 1 | EA | 100 | 1 | 2 | Date |  |  | 2024-09-30 15:41 |  | * | [6 empty] | 2 |  | 1 | 0 |  | 0 | 0 | [5 empty] | None
5 | - IP-59031 | 16ga SS 304L Solid coil 60 | 0 | Sub-assembly | Active |  | 161 | 1 |  |  |  | Item | 1 | EA | 100 | 1 | 1 | Date |  |  | 2024-09-30 15:41 |  | * | [6 empty] | 1 |  | 1 | 0.024346 |  | 0.024346 | 17.0243 |  |  | * |  |  | None | *
6 | 45-304S-C0120 | STEEL,304-2B S/S,20GA,48" COIL | 0 | Purchased Item | Active |  | 1 | 1 |  |  |  | Item | 11.266 | SFT | 100 | 1 | 11.266 | Date |  |  | 2024-09-30 15:41 |  | * | [6 empty] | 11.266 |  | 1 | 15 |  | 0 | 16 |  |  | * |  |  | None | *
6 | IP-59031_DOC | 16ga SS 304L Solid coil 60. | C | Reference Item - Document Management | Active |  | 99999 | 1 |  |  |  | Item | 1 | EA | 100 | 1 | 1 | Date |  |  | 2024-09-30 15:41 |  | * | [6 empty] | 1 |  | 1 |  |  | 0 | 0 | [5 empty] | None
5 | - IP-59002 | 16ga SS 304L Solid coil 60 | 0 | Sub-assembly | Active |  | 162 | 1 |  |  |  | Item | 1 | EA | 100 | 1 | 1 | Date |  |  | 2024-09-30 15:41 |  | * | [6 empty] | 1 |  | 1 | 0.064923 |  | 0.064923 | 12.0649 |  |  | * |  |  | None | *
6 | 45-304L-C0110 | STEEL,304-L S/S,16 GA,60" COIL | 0 | Purchased Item | Active |  | 1 | 1 |  |  |  | Item | 23.489 | SFT | 100 | 1 | 23.489 | Date |  |  | 2024-09-30 15:41 |  | * | [6 empty] | 23.489 |  | 1 | 10 |  | 0 | 11 |  |  | * |  |  | None | *
6 | IP-59002_DOC | 16ga SS 304L Solid coil 60. | C | Reference Item - Document Management | Active |  | 99999 | 1 |  |  |  | Item | 1 | EA | 100 | 1 | 1 | Date |  |  | 2024-09-30 15:41 |  | * | [6 empty] | 1 |  | 1 |  |  | 0 | 0 | [5 empty] | None
5 | - IP-63001 | 16ga SS 304L Solid coil 60 | 0 | Sub-assembly | Active |  | 163 | 1 |  |  |  | Item | 1 | EA | 100 | 1 | 1 | Date |  |  | 2024-09-30 15:41 |  | * | [6 empty] | 1 |  | 1 | 0.064923 |  | 0.064923 | 12.0649 |  |  | * |  |  | None | *
6 | 45-304L-C0110 | STEEL,304-L S/S,16 GA,60" COIL | 0 | Purchased Item | Active |  | 1 | 1 |  |  |  | Item | 5.723 | SFT | 100 | 1 | 5.723 | Date |  |  | 2024-09-30 15:41 |  | * | [6 empty] | 5.723 |  | 1 | 10 |  | 0 | 11 |  |  | * |  |  | None | *
6 | IP-63001_DOC | 16ga SS 304L Solid coil 60. | B | Reference Item - Document Management | Active |  | 99999 | 1 |  |  |  | Item | 1 | EA | 100 | 1 | 1 | Date |  |  | 2024-09-30 15:41 |  | * | [6 empty] | 1 |  | 1 |  |  | 0 | 0 | [5 empty] | None
5 | - IP-59018 | 16ga SS 304L Solid coil 60 | 0 | Sub-assembly | Active |  | 164 | 1 |  |  |  | Item | 1 | EA | 100 | 1 | 1 | Date |  |  | 2024-09-30 15:41 |  | * | [6 empty] | 1 |  | 1 | 0.064923 |  | 0.064923 | 17.0649 |  |  | * |  |  | None | *
6 | 45-304S-C0120 | STEEL,304-2B S/S,20GA,48" COIL | 0 | Purchased Item | Active |  | 1 | 1 |  |  |  | Item | 15.995 | SFT | 100 | 1 | 15.995 | Date |  |  | 2024-09-30 15:41 |  | * | [6 empty] | 15.995 |  | 1 | 15 |  | 0 | 16 |  |  | * |  |  | None | *
6 | IP-59018_DOC | 16ga SS 304L Solid coil 60. | C | Reference Item - Document Management | Active |  | 99999 | 1 |  |  |  | Item | 1 | EA | 100 | 1 | 1 | Date |  |  | 2024-09-30 15:41 |  | * | [6 empty] | 1 |  | 1 |  |  | 0 | 0 | [5 empty] | None
5 | - IP-59000 | 16ga SS 304L Solid coil 60 | 0 | Sub-assembly | Active |  | 165 | 1 |  |  |  | Item | 1 | EA | 100 | 1 | 1 | Date |  |  | 2024-09-30 15:41 |  | * | [6 empty] | 1 |  | 1 | 0.064923 |  | 0.064923 | 12.0649 |  |  | * |  |  | None | *
6 | 45-304L-C0110 | STEEL,304-L S/S,16 GA,60" COIL | 0 | Purchased Item | Active |  | 1 | 1 |  |  |  | Item | 23.563 | SFT | 100 | 1 | 23.563 | Date |  |  | 2024-09-30 15:41 |  | * | [6 empty] | 23.563 |  | 1 | 10 |  | 0 | 11 |  |  | * |  |  | None | *
6 | IP-59000_DOC | 16ga SS 304L Solid coil 60. | B | Reference Item - Document Management | Active |  | 99999 | 1 |  |  |  | Item | 1 | EA | 100 | 1 | 1 | Date |  |  | 2024-09-30 15:41 |  | * | [6 empty] | 1 |  | 1 | 0 |  | 0 | 0 | [5 empty] | None
5 | - IP-59023 | 16ga SS 304L Solid coil 60 | 0 | Sub-assembly | Active |  | 166 | 1 |  |  |  | Item | 2 | EA | 100 | 1 | 2 | Date |  |  | 2024-09-30 15:41 |  | * | [6 empty] | 2 |  | 1 | 0.024346 |  | 0.024346 | 17.0243 |  |  | * |  |  | None | *
6 | 45-304S-C0120 | STEEL,304-2B S/S,20GA,48" COIL | 0 | Purchased Item | Active |  | 1 | 1 |  |  |  | Item | 17.847 | SFT | 100 | 1 | 35.694 | Date |  |  | 2024-09-30 15:41 |  | * | [6 empty] | 35.694 |  | 1 | 15 |  | 0 | 16 |  |  | * |  |  | None | *
6 | IP-59023_DOC | 16ga SS 304L Solid coil 60. | B | Reference Item - Document Management | Active |  | 99999 | 1 |  |  |  | Item | 1 | EA | 100 | 1 | 2 | Date |  |  | 2024-09-30 15:41 |  | * | [6 empty] | 2 |  | 1 |  |  | 0 | 0 | [5 empty] | None
5 | - IP-59001 | 16ga SS 304L Solid coil 60 | 0 | Sub-assembly | Active |  | 167 | 1 |  |  |  | Item | 1 | EA | 100 | 1 | 1 | Date |  |  | 2024-09-30 15:41 |  | * | [6 empty] | 1 |  | 1 | 0.064923 |  | 0.064923 | 12.0649 |  |  | * |  |  | None | *
6 | 45-304L-C0110 | STEEL,304-L S/S,16 GA,60" COIL | 0 | Purchased Item | Active |  | 1 | 1 |  |  |  | Item | 24.029 | SFT | 100 | 1 | 24.029 | Date |  |  | 2024-09-30 15:41 |  | * | [6 empty] | 24.029 |  | 1 | 10 |  | 0 | 11 |  |  | * |  |  | None | *
6 | IP-59001_DOC | 16ga SS 304L Solid coil 60. | B | Reference Item - Document Management | Active |  | 99999 | 1 |  |  |  | Item | 1 | EA | 100 | 1 | 1 | Date |  |  | 2024-09-30 15:41 |  | * | [6 empty] | 1 |  | 1 |  |  | 0 | 0 | [5 empty] | None
5 | - IP-59041 | 16ga GA Brt coil 60 | 0 | Sub-assembly | Active |  | 168 | 1 |  |  |  | Item | 2 | EA | 100 | 1 | 2 | Date |  |  | 2024-09-30 15:41 |  | * | [6 empty] | 2 |  | 1 | 0.064923 |  | 0.064923 | 17.0649 |  |  | * |  |  | None | *
6 | 45-GALC-0275 | STEEL,GALV,G90,16 GA,60" COIL | 0 | Purchased Item | Active |  | 1 | 1 |  |  |  | Item | 9.763 | SFT | 100 | 1 | 19.526 | Date |  |  | 2024-09-30 15:41 |  | * | [6 empty] | 19.526 |  | 1 | 15 |  | 0 | 16 |  |  | * |  |  | None | *
6 | IP-59041_DOC | 16ga GA Brt coil 60. | B | Reference Item - Document Management | Active |  | 99999 | 1 |  |  |  | Item | 1 | EA | 100 | 1 | 2 | Date |  |  | 2024-09-30 15:41 |  | * | [6 empty] | 2 |  | 1 |  |  | 0 | 0 | [5 empty] | None
5 | - IP-59032 | 16ga SS 304L Solid coil 60 | 0 | Sub-assembly | Active |  | 169 | 1 |  |  |  | Item | 1 | EA | 100 | 1 | 1 | Date |  |  | 2024-09-30 15:41 |  | * | [6 empty] | 1 |  | 1 | 0.064923 |  | 0.064923 | 12.0649 |  |  | * |  |  | None | *
6 | 45-304L-C0110 | STEEL,304-L S/S,16 GA,60" COIL | 0 | Purchased Item | Active |  | 1 | 1 |  |  |  | Item | 17.418 | SFT | 100 | 1 | 17.418 | Date |  |  | 2024-09-30 15:41 |  | * | [6 empty] | 17.418 |  | 1 | 10 |  | 0 | 11 |  |  | * |  |  | None | *
6 | IP-59032_DOC | 16ga SS 304L Solid coil 60. | B | Reference Item - Document Management | Active |  | 99999 | 1 |  |  |  | Item | 1 | EA | 100 | 1 | 1 | Date |  |  | 2024-09-30 15:41 |  | * | [6 empty] | 1 |  | 1 |  |  | 0 | 0 | [5 empty] | None
5 | - IP-63002 | 16ga SS 304L Solid coil 60 | 0 | Sub-assembly | Active |  | 170 | 1 |  |  |  | Item | 1 | EA | 100 | 1 | 1 | Date |  |  | 2024-09-30 15:41 |  | * | [6 empty] | 1 |  | 1 | 0.064923 |  | 0.064923 | 12.0649 |  |  | * |  |  | None | *
6 | 45-304L-C0110 | STEEL,304-L S/S,16 GA,60" COIL | 0 | Purchased Item | Active |  | 1 | 1 |  |  |  | Item | 11.77 | SFT | 100 | 1 | 11.77 | Date |  |  | 2024-09-30 15:41 |  | * | [6 empty] | 11.77 |  | 1 | 10 |  | 0 | 11 |  |  | * |  |  | None | *
6 | IP-63002_DOC | 16ga SS 304L Solid coil 60. | C | Reference Item - Document Management | Active |  | 99999 | 1 |  |  |  | Item | 1 | EA | 100 | 1 | 1 | Date |  |  | 2024-09-30 15:41 |  | * | [6 empty] | 1 |  | 1 |  |  | 0 | 0 | [5 empty] | None
5 | - IP-59019 | STEEL,304-L S/S,20 GA,60" COIL | 0 | Sub-assembly | Active |  | 171 | 1 |  |  |  | Item | 1 | EA | 100 | 1 | 1 | Date |  |  | 2024-09-30 15:41 |  | * | [6 empty] | 1 |  | 1 | 0.024346 |  | 0.024346 | 31.0243 |  |  | * |  |  | None | *
6 | 45-304S-C0120 | STEEL,304-2B S/S,20GA,48" COIL | 0 | Purchased Item | Active |  | 1 | 1 |  |  |  | Item | 9.562 | SFT | 100 | 1 | 9.562 | Date |  |  | 2024-09-30 15:41 |  | * | [6 empty] | 9.562 |  | 1 | 15 |  | 0 | 16 |  |  | * |  |  | None | *
6 | IP-59019_DOC | STEEL,304-L S/S,20 GA,60" COIL. | C | Reference Item - Document Management | Active |  | 99999 | 1 |  |  |  | Item | 1 | EA | 100 | 1 | 1 | Date |  |  | 2024-09-30 15:41 |  | * | [6 empty] | 1 |  | 1 | 30 |  | 0 | 30 | [5 empty] | None
5 | - IP-63004 | 16ga SS 304L Solid coil 60 | 0 | Sub-assembly | Active |  | 172 | 1 |  |  |  | Item | 2 | EA | 100 | 1 | 2 | Date |  |  | 2024-09-30 15:41 |  | * | [6 empty] | 2 |  | 1 | 0.064923 |  | 0.064923 | 12.0649 |  |  | * |  |  | None | *
6 | 45-304L-C0110 | STEEL,304-L S/S,16 GA,60" COIL | 0 | Purchased Item | Active |  | 1 | 1 |  |  |  | Item | 11.77 | SFT | 100 | 1 | 23.54 | Date |  |  | 2024-09-30 15:41 |  | * | [6 empty] | 23.54 |  | 1 | 10 |  | 0 | 11 |  |  | * |  |  | None | *
6 | IP-63004_DOC | 16ga SS 304L Solid coil 60. | B | Reference Item - Document Management | Active |  | 99999 | 1 |  |  |  | Item | 1 | EA | 100 | 1 | 2 | Date |  |  | 2024-09-30 15:41 |  | * | [6 empty] | 2 |  | 1 |  |  | 0 | 0 | [5 empty] | None
5 | - IP-68014 | 16ga SS 304L Solid coil 60 | 0 | Sub-assembly | Active |  | 173 | 1 |  |  |  | Item | 1 | EA | 100 | 1 | 1 | Date |  |  | 2024-09-30 15:41 |  | * | [6 empty] | 1 |  | 1 | 0.064923 |  | 0.064923 | 36.0649 |  |  | * |  |  | None | *
6 | 45-304L-C0110 | STEEL,304-L S/S,16 GA,60" COIL | 0 | Purchased Item | Active |  | 1 | 1 |  |  |  | Item | 11.17 | SFT | 100 | 1 | 11.17 | Date |  |  | 2024-09-30 15:41 |  | * | [6 empty] | 11.17 |  | 1 | 10 |  | 0 | 11 |  |  | * |  |  | None | *
6 | IP-68014_DOC | 16ga SS 304L Solid coil 60. | B | Reference Item - Document Management | Active |  | 99999 | 1 |  |  |  | Item | 1 | EA | 100 | 1 | 1 | Date |  |  | 2024-09-30 15:41 |  | * | [6 empty] | 1 |  | 1 | 35 |  | 0 | 35 | [5 empty] | None
5 | - IP-63000 | 16ga SS 304L Solid coil 60 | 0 | Sub-assembly | Active |  | 175 | 1 |  |  |  | Item | 1 | EA | 100 | 1 | 1 | Date |  |  | 2024-09-30 15:41 |  | * | [6 empty] | 1 |  | 1 | 0.064923 |  | 0.064923 | 12.0649 |  |  | * |  |  | None | *
6 | 45-304L-C0110 | STEEL,304-L S/S,16 GA,60" COIL | 0 | Purchased Item | Active |  | 1 | 1 |  |  |  | Item | 9.257 | SFT | 100 | 1 | 9.257 | Date |  |  | 2024-09-30 15:41 |  | * | [6 empty] | 9.257 |  | 1 | 10 |  | 0 | 11 |  |  | * |  |  | None | *
4 | - IP-60315 | 16ga SS 304L Solid coil 60 | 0 | Sub-assembly | Active |  | 50 | 1 |  |  |  | Item | 2 | EA | 100 | 1 | 2 | Date |  |  | 2024-09-30 15:41 |  | * | [6 empty] | 2 |  | 1 | 0.024346 |  | 0.024346 | 12.0243 |  |  | * |  |  | None | *
5 | 45-304L-C0110 | STEEL,304-L S/S,16 GA,60" COIL | 0 | Purchased Item | Active |  | 1 | 1 |  |  |  | Item | 0.32 | SFT | 100 | 1 | 0.64 | Date |  |  | 2024-09-30 15:41 |  | * | [6 empty] | 0.64 |  | 1 | 10 |  | 0 | 11 |  |  | * |  |  | None | *
5 | IP-60315_DOC | 16ga SS 304L Solid coil 60. | C | Reference Item - Document Management | Active |  | 99999 | 1 |  |  |  | Item | 1 | EA | 100 | 1 | 2 | Date |  |  | 2024-09-30 15:41 |  | * | [6 empty] | 2 |  | 1 | 0 |  | 0 | 0 | [5 empty] | None
4 | - IP-60319 | 16ga SS 304L Solid coil 60 | 0 | Sub-assembly | Active |  | 51 | 1 |  |  |  | Item | 1 | EA | 100 | 1 | 1 | Date |  |  | 2024-09-30 15:41 |  | * | [6 empty] | 1 |  | 1 | 0.064923 |  | 0.064923 | 12.0649 |  |  | * |  |  | None | *
5 | 45-304L-C0110 | STEEL,304-L S/S,16 GA,60" COIL | 0 | Purchased Item | Active |  | 1 | 1 |  |  |  | Item | 0.22 | SFT | 100 | 1 | 0.22 | Date |  |  | 2024-09-30 15:41 |  | * | [6 empty] | 0.22 |  | 1 | 10 |  | 0 | 11 |  |  | * |  |  | None | *
5 | IP-60319_DOC | 16ga SS 304L Solid coil 60. | B | Reference Item - Document Management | Active |  | 99999 | 1 |  |  |  | Item | 1 | EA | 100 | 1 | 1 | Date |  |  | 2024-09-30 15:41 |  | * | [6 empty] | 1 |  | 1 |  |  | 0 | 0 | [5 empty] | None
4 | - IP-60439 | 16ga SS 304L Solid coil 60 | 0 | Sub-assembly | Active |  | 52 | 1 |  |  |  | Item | 1 | EA | 100 | 1 | 1 | Date |  |  | 2024-09-30 15:41 |  | * | [6 empty] | 1 |  | 1 | 0.064923 |  | 0.064923 | 12.0649 |  |  | * |  |  | None | *
5 | 45-304L-C0110 | STEEL,304-L S/S,16 GA,60" COIL | 0 | Purchased Item | Active |  | 1 | 1 |  |  |  | Item | 0.22 | SFT | 100 | 1 | 0.22 | Date |  |  | 2024-09-30 15:41 |  | * | [6 empty] | 0.22 |  | 1 | 10 |  | 0 | 11 |  |  | * |  |  | None | *
5 | IP-60439_DOC | 16ga SS 304L Solid coil 60. | B | Reference Item - Document Management | Active |  | 99999 | 1 |  |  |  | Item | 1 | EA | 100 | 1 | 1 | Date |  |  | 2024-09-30 15:41 |  | * | [6 empty] | 1 |  | 1 |  |  | 0 | 0 | [5 empty] | None
4 | - IP-60318 | 16ga SS 304L Solid coil 60 | 0 | Sub-assembly | Active |  | 53 | 1 |  |  |  | Item | 1 | EA | 100 | 1 | 1 | Date |  |  | 2024-09-30 15:41 |  | * | [6 empty] | 1 |  | 1 | 0.064923 |  | 0.064923 | 12.0649 |  |  | * |  |  | None | *
5 | 45-304L-C0110 | STEEL,304-L S/S,16 GA,60" COIL | 0 | Purchased Item | Active |  | 1 | 1 |  |  |  | Item | 0.22 | SFT | 100 | 1 | 0.22 | Date |  |  | 2024-09-30 15:41 |  | * | [6 empty] | 0.22 |  | 1 | 10 |  | 0 | 11 |  |  | * |  |  | None | *
5 | IP-60318_DOC | 16ga SS 304L Solid coil 60. | B | Reference Item - Document Management | Active |  | 99999 | 1 |  |  |  | Item | 1 | EA | 100 | 1 | 1 | Date |  |  | 2024-09-30 15:41 |  | * | [6 empty] | 1 |  | 1 |  |  | 0 | 0 | [5 empty] | None
3 | - MCYS06-SMA-66131 | PANELS ASSY LOWER | 0 | Sub-assembly | Active |  | 2 | 1 |  |  |  | Item | 1 | EA | 100 | 1 | 1 | Date |  |  | 2024-09-30 15:41 |  | * | [6 empty] | 1 |  | 1 | 0 |  | 0.064923 | 127 |  |  | * |  |  | None | *
4 | - MCYS06-SMA-66212 | INSTALLATION HARDWARE | 0 | Sub-assembly | Active |  | 1 | 1 |  |  |  | Item | 1 | EA | 100 | 1 | 1 | Date |  |  | 2024-09-30 15:41 |  | * | [6 empty] | 1 |  | 1 | 0 |  | 0.064923 | 42 |  |  | * |  |  | None | *
5 | 75-SCWR-818-1S | SELF DRILLING SCREW 8-18,1" LENGTH, 410 STAINLESS STEEL PAN HEAD PHILLIPS #0128166 | 0 | Purchased Item | Active |  | 1 | 1 |  |  |  | Item | 36 | EA | 100 | 1 | 36 | Date |  |  | 2024-09-30 15:41 |  | * | [6 empty] | 36 |  | 1 | 40 |  | 0 | 41 |  |  | * |  |  | None | *
5 | - IP-60468 | 16ga SS 304L Solid coil 60 | 0 | Sub-assembly | Active |  | 2 | 1 |  |  |  | Item | 2 | EA | 100 | 1 | 2 | Date |  |  | 2024-09-30 15:41 |  | * | [6 empty] | 2 |  | 1 | 0.064923 |  | 0.064923 | 12.0649 |  |  | * |  |  | None | *
6 | 45-304L-C0110 | STEEL,304-L S/S,16 GA,60" COIL | 0 | Purchased Item | Active |  | 1 | 1 |  |  |  | Item | 2.54 | SFT | 100 | 1 | 5.08 | Date |  |  | 2024-09-30 15:41 |  | * | [6 empty] | 5.08 |  | 1 | 10 |  | 0 | 11 |  |  | * |  |  | None | *
6 | IP-60468_DOC | 16ga SS 304L Solid coil 60. | B | Reference Item - Document Management | Active |  | 99999 | 1 |  |  |  | Item | 1 | EA | 100 | 1 | 2 | Date |  |  | 2024-09-30 15:41 |  | * | [6 empty] | 2 |  | 1 |  |  | 0 | 0 | [5 empty] | None
5 | 75-W-14-BN1458 | ZINC PLATED-NEOPRENE WASHER-9/32"ID - 5/8"OD | 0 | Purchased Item | Active |  | 3 | 1 |  |  |  | Item | 36 | EA | 100 | 1 | 36 | Date |  |  | 2024-09-30 15:41 |  | * | [6 empty] | 36 |  | 1 | 40 |  | 0 | 41 |  |  | * |  |  | None | *
4 | - IP-59094 | 14ga GA Jkt coil 60 | 0 | Sub-assembly | Active |  | 2 | 1 |  |  |  | Item | 6 | EA | 100 | 1 | 6 | Date |  |  | 2024-09-30 15:41 |  | * | [6 empty] | 6 |  | 1 | 0.064923 |  | 0.064923 | 17.0649 |  |  | * |  |  | None | *
5 | 45-GALC-0505 | STEEL,JKT,A60,14 GA,60" COIL | 0 | Purchased Item | Active |  | 1 | 1 |  |  |  | Item | 1.667 | SFT | 100 | 1 | 10.002 | Date |  |  | 2024-09-30 15:41 |  | * | [6 empty] | 10.002 |  | 1 | 15 |  | 0 | 16 |  |  | * |  |  | None | *
5 | IP-59094_DOC | 14ga GA Jkt coil 60. | B | Reference Item - Document Management | Active |  | 14 | 1 |  |  |  | Item | 1 | EA | 100 | 1 | 6 | Date |  |  | 2024-09-30 15:41 |  | * | [6 empty] | 6 |  | 1 | 2 |  | 0 | 2 | [5 empty] | None
4 | 75-WF-142034-P | ZINC PLATED-SERRATED FLANGE HEX BOLT-1/4"-20 THREADS PER INCH X 3/4" LONG | 0 | Purchased Item | Active |  | 3 | 1 |  |  |  | Item | 156 | EA | 100 | 1 | 156 | Date |  |  | 2024-09-30 15:41 |  | * | [6 empty] | 156 |  | 1 | 30 |  | 0 | 31 |  |  | * |  |  | None | *
4 | - IP-59046 | 16ga GA Brt coil 60 | 0 | Sub-assembly | Active |  | 4 | 1 |  |  |  | Item | 4 | EA | 100 | 1 | 4 | Date |  |  | 2024-09-30 15:41 |  | * | [6 empty] | 4 |  | 1 | 0.064923 |  | 0.064923 | 17.0649 |  |  | * |  |  | None | *
5 | 45-GALC-0225 | STEEL,JKT,A60,16 GA,60" COIL | 0 | Purchased Item | Active |  | 1 | 1 |  |  |  | Item | 0.586 | SFT | 100 | 1 | 2.344 | Date |  |  | 2024-09-30 15:41 |  | * | [6 empty] | 2.344 |  | 1 | 15 |  | 0 | 16 |  |  | * |  |  | None | *
5 | IP-59046_DOC | 16ga GA Brt coil 60. | B | Reference Item - Document Management | Active |  | 12 | 1 |  |  |  | Item | 1 | EA | 100 | 1 | 4 | Date |  |  | 2024-09-30 15:41 |  | * | [6 empty] | 4 |  | 1 | 2 |  | 0 | 2 | [5 empty] | None
4 | - IP-61534 | STEEL,JKT,A60,12GA,60x120 | 0 | Sub-assembly | Active |  | 5 | 1 |  |  |  | Item | 1 | EA | 100 | 1 | 1 | Date |  |  | 2024-09-30 15:41 |  | * | [6 empty] | 1 |  | 1 | 0.064923 |  | 0.064923 | 17.0649 |  |  | * |  |  | None | *
5 | 45-GALV-0130 | STEEL,JKT,A60,12GA,60X120 | 0 | Purchased Item | Active |  | 1 | 1 |  |  |  | Item | 5.967 | SFT | 100 | 1 | 5.967 | Date |  |  | 2024-09-30 15:41 |  | * | [6 empty] | 5.967 |  | 1 | 15 |  | 0 | 16 |  |  | * |  |  | None | *
5 | IP-61534_DOC | STEEL,JKT,A60,12GA,60x120. | B | Reference Item - Document Management | Active |  | 99999 | 1 |  |  |  | Item | 1 | EA | 100 | 1 | 1 | Date |  |  | 2024-09-30 15:41 |  | * | [6 empty] | 1 |  | 1 | 5 |  | 0 | 5 | [5 empty] | None
4 | - IP-59089 | 14ga GA Jkt coil 60 | 0 | Sub-assembly | Active |  | 6 | 1 |  |  |  | Item | 4 | EA | 100 | 1 | 4 | Date |  |  | 2024-09-30 15:41 |  | * | [6 empty] | 4 |  | 1 | 0.064923 |  | 0.064923 | 31.0649 |  |  | * |  |  | None | *
5 | 45-GALC-0505 | STEEL,JKT,A60,14 GA,60" COIL | 0 | Purchased Item | Active |  | 1 | 1 |  |  |  | Item | 2.212 | SFT | 100 | 1 | 8.848 | Date |  |  | 2024-09-30 15:41 |  | * | [6 empty] | 8.848 |  | 1 | 15 |  | 0 | 16 |  |  | * |  |  | None | *
5 | IP-59089_DOC | 14ga GA Jkt coil 60. | B | Reference Item - Document Management | Active |  | 44 | 1 |  |  |  | Item | 1 | EA | 100 | 1 | 4 | Date |  |  | 2024-09-30 15:41 |  | * | [6 empty] | 4 |  | 1 | 30 |  | 0 | 30 | [5 empty] | None
4 | - IP-59088 | 16ga GA Brt coil 60 | 0 | Sub-assembly | Active |  | 7 | 1 |  |  |  | Item | 4 | EA | 100 | 1 | 4 | Date |  |  | 2024-09-30 15:41 |  | * | [6 empty] | 4 |  | 1 | 0.064923 |  | 0.064923 | 17.0649 |  |  | * |  |  | None | *
5 | 45-GALC-0225 | STEEL,JKT,A60,16 GA,60" COIL | 0 | Purchased Item | Active |  | 1 | 1 |  |  |  | Item | 7.631 | SFT | 100 | 1 | 30.524 | Date |  |  | 2024-09-30 15:41 |  | * | [6 empty] | 30.524 |  | 1 | 15 |  | 0 | 16 |  |  | * |  |  | None | *
5 | IP-59088_DOC | 16ga GA Brt coil 60. | B | Reference Item - Document Management | Active |  | 13 | 1 |  |  |  | Item | 1 | EA | 100 | 1 | 4 | Date |  |  | 2024-09-30 15:41 |  | * | [6 empty] | 4 |  | 1 |  |  | 0 | 0 | [5 empty] | None
4 | 75-SCWR-818-34 | SELF DRILLING SCREW 8-18, 3/4" LENGTH, ZINC PLATED PAN HEAD PHILLIPS, PART NO. 94060A197 | 0 | Purchased Item | Active |  | 8 | 1 |  |  |  | Item | 119 | EA | 100 | 1 | 119 | Date |  |  | 2024-09-30 15:41 |  | * | [6 empty] | 119 |  | 1 | 40 |  | 0 | 41 |  |  | * |  |  | None | *
4 | - IP-60446 | 16ga SS 304L Solid coil 60 | J | Sub-assembly | Active |  | 9 | 1 |  |  |  | Item | 4 | EA | 100 | 1 | 4 | Date |  |  | 2024-09-30 15:41 |  | * | [6 empty] | 4 |  | 1 | 0.064923 |  | 0.064923 | 12.0649 |  |  | * |  |  | None | *
5 | 45-304L-C0110 | STEEL,304-L S/S,16 GA,60" COIL | 0 | Purchased Item | Active |  | 1 | 1 |  |  |  | Item | 2.54 | SFT | 100 | 1 | 10.16 | Date |  |  | 2024-09-30 15:41 |  | * | [6 empty] | 10.16 |  | 1 | 10 |  | 0 | 11 |  |  | * |  |  | None | *
4 | - IP-61535 | STEEL,JKT,A60,12GA,60x120 | 0 | Sub-assembly | Active |  | 10 | 1 |  |  |  | Item | 1 | EA | 100 | 1 | 1 | Date |  |  | 2024-09-30 15:41 |  | * | [6 empty] | 1 |  | 1 | 0.064923 |  | 0.064923 | 17.0649 |  |  | * |  |  | None | *
5 | 45-GALV-0130 | STEEL,JKT,A60,12GA,60X120 | 0 | Purchased Item | Active |  | 1 | 1 |  |  |  | Item | 5.967 | SFT | 100 | 1 | 5.967 | Date |  |  | 2024-09-30 15:41 |  | * | [6 empty] | 5.967 |  | 1 | 15 |  | 0 | 16 |  |  | * |  |  | None | *
5 | IP-61535_DOC | STEEL,JKT,A60,12GA,60x120. | B | Reference Item - Document Management | Active |  | 99999 | 1 |  |  |  | Item | 1 | EA | 100 | 1 | 1 | Date |  |  | 2024-09-30 15:41 |  | * | [6 empty] | 1 |  | 1 |  |  | 0 | 0 | [5 empty] | None
4 | - IP-61536 | STEEL,JKT,A60,12GA,60x120 | 0 | Sub-assembly | Active |  | 11 | 1 |  |  |  | Item | 1 | EA | 100 | 1 | 1 | Date |  |  | 2024-09-30 15:41 |  | * | [6 empty] | 1 |  | 1 | 0.064923 |  | 0.064923 | 17.0649 |  |  | * |  |  | None | *
5 | 45-GALV-0130 | STEEL,JKT,A60,12GA,60X120 | 0 | Purchased Item | Active |  | 1 | 1 |  |  |  | Item | 5.967 | SFT | 100 | 1 | 5.967 | Date |  |  | 2024-09-30 15:41 |  | * | [6 empty] | 5.967 |  | 1 | 15 |  | 0 | 16 |  |  | * |  |  | None | *
5 | IP-61536_DOC | STEEL,JKT,A60,12GA,60x120. | B | Reference Item - Document Management | Active |  | 99999 | 1 |  |  |  | Item | 1 | EA | 100 | 1 | 1 | Date |  |  | 2024-09-30 15:41 |  | * | [6 empty] | 1 |  | 1 |  |  | 0 | 0 | [5 empty] | None
4 | 75-W-14-BN1458 | ZINC PLATED-NEOPRENE WASHER-9/32"ID - 5/8"OD | 0 | Purchased Item | Active |  | 12 | 1 |  |  |  | Item | 676 | EA | 100 | 1 | 676 | Date |  |  | 2024-09-30 15:41 |  | * | [6 empty] | 676 |  | 1 | 40 |  | 0 | 41 |  |  | * |  |  | None | *
4 | 75-SCWR-818-34S | SELF DRILLING SCREW 8-18,3/4" LENGTH, 410 STAINLESS STEEL PAN HEAD PHILLIPS, PART NO. 0128165 | 0 | Purchased Item | Active |  | 13 | 1 |  |  |  | Item | 148 | EA | 100 | 1 | 148 | Date |  |  | 2024-09-30 15:41 |  | * | [6 empty] | 148 |  | 1 | 20 |  | 0 | 21 |  |  | * |  |  | None | *
4 | - MCYSC4-SMA-58059 | FOAM PANEL - LOWER NEAR SIDE WALL ASSY 1 | 0 | Sub-assembly | Active |  | 14 | 1 |  |  |  | Item | 1 | EA | 100 | 1 | 1 | Date |  |  | 2024-09-30 15:41 |  | * | [6 empty] | 1 |  | 1 | 0 |  | 0 | 112 |  |  | * |  |  | None | *
5 | - IP-60259 | Foam Panel 3in | 0 | Sub-assembly | Active |  | 1 | 1 |  |  |  | Item | 1 | EA | 100 | 1 | 1 | Date |  |  | 2024-09-30 15:41 |  | * | [6 empty] | 1 |  | 1 | 0 |  | 0 | 43 |  |  | * |  |  | None | *
6 | - IP-60260 | 20ga GA Jkt coil 60 | 0 | Sub-assembly | Active |  | 1 | 1 |  |  |  | Item | 1 | EA | 100 | 1 | 1 | Date |  |  | 2024-09-30 15:41 |  | * | [6 empty] | 1 |  | 1 | 0 |  | 0 | 17 |  |  | * |  |  | None | *
7 | 46-GALC-A620G44 | STEEL,JKT,A60,20GA,44.488" COIL, +/- 0.078" | 0 | Purchased Item | Active |  | 1 | 1 |  |  |  | Item | 41.2497 | SFT | 100 | 1 | 41.2497 | Date |  |  | 2024-09-30 15:41 |  | * | [6 empty] | 41.2497 |  | 1 | 15 |  | 0 | 16 |  |  | * |  |  | None | *
6 | - IP-58049 | 20ga SS 304L Solid coil 60 | 0 | Sub-assembly | Active |  | 2 | 1 |  |  |  | Item | 1 | EA | 100 | 1 | 1 | Date |  |  | 2024-09-30 15:41 |  | * | [6 empty] | 1 |  | 1 | 0 |  | 0 | 22 |  |  | * |  |  | None | *
7 | 46-PRPCSS0420G0 | 304L S/S 20GA WIDTH 44.488" EXTERIOR: CLEAR CONDUCTIVE GLOSS ONLY, INTERIOR:EPOXY PRIMER | 0 | Purchased Item | Active |  | 1 | 1 |  |  |  | Item | 39.71 | SFT | 100 | 1 | 39.71 | Date |  |  | 2024-09-30 15:41 |  | * | [6 empty] | 39.71 |  | 1 | 20 |  | 0 | 21 |  |  | * |  |  | None | *
6 | - IP-58051 | DALTOFOAM TR 42100- HUNTSMAN, PANEL LAMINATING ADHESIVE | 0 | Sub-assembly | Active |  | 3 | 1 |  |  |  | Item | 1 | EA | 100 | 1 | 1 | Date |  |  | 2024-09-30 15:41 |  | * | [6 empty] | 1 |  | 1 | 0 |  | 0 | 42 |  |  | * |  |  | None | *
7 | 85-ADH-DAL42100 | DALTOFOAM TR 42100- HUNTSMAN, PANEL LAMINATING ADHESIVE | 0 | Purchased Item | Active |  | 1 | 1 |  |  |  | Item | 39.4026 | SFT | 100 | 1 | 39.4026 | Date |  |  | 2024-09-30 15:41 |  | * | [6 empty] | 39.4026 |  | 1 | 40 |  | 0 | 41 |  |  | * |  |  | None | *
6 | - IP-58048 | R-max Polyisocyanurate Foam Board, 2.5lbs/ft3, GRF faced, 2.83 - 2.95 ( +/- .060) thick, 43 x 120 | 0 | Sub-assembly | Active |  | 4 | 1 |  |  |  | Item | 1 | EA | 100 | 1 | 1 | Date |  |  | 2024-09-30 15:41 |  | * | [6 empty] | 1 |  | 1 | 0 |  | 0 | 17 |  |  | * |  |  | None | *
7 | 35-INSU-RM34312 | R-MAX POLYISOCYANURATE FOAM BOARD, 2.5LBS/FT3, GRF FACED, 2.83 - 2.95 ( +/- .060)” THICK, 43 X 120” | 0 | Purchased Item | Active |  | 1 | 1 |  |  |  | Item | 38 | SFT | 100 | 1 | 38 | Date |  |  | 2024-09-30 15:41 |  | * | [6 empty] | 38 |  | 1 | 15 |  | 0 | 16 |  |  | * |  |  | None | *
6 | - IP-58052 | SUPRASEC 2026 - HUNTSMAN, PANEL LAMINATING ADHESIVE | 0 | Sub-assembly | Active |  | 5 | 1 |  |  |  | Item | 1 | EA | 100 | 1 | 1 | Date |  |  | 2024-09-30 15:41 |  | * | [6 empty] | 1 |  | 1 | 0 |  | 0 | 27 |  |  | * |  |  | None | *
7 | 85-ADH-SUPR2026 | SUPRASEC 2026 - HUNTSMAN, PANEL LAMINATING ADHESIVE | 0 | Purchased Item | Active |  | 1 | 1 |  |  |  | Item | 39.4026 | SFT | 100 | 1 | 39.4026 | Date |  |  | 2024-09-30 15:41 |  | * | [6 empty] | 39.4026 |  | 1 | 25 |  | 0 | 26 |  |  | * |  |  | None | *
6 | IP-60259_DOC | Foam Panel 3in | 0 | Reference Item - Document Management | Active |  | 99999 | 1 |  |  |  | Item | 1 | EA | 100 | 1 | 1 | Date |  |  | 2024-09-30 15:41 |  | * | [6 empty] | 1 |  | 1 |  |  | 0 | 0 | [5 empty] | None
5 | - IP-58102 | Foam Panel 3in | 0 | Sub-assembly | Active |  | 2 | 1 |  |  |  | Item | 1 | EA | 100 | 1 | 1 | Date |  |  | 2024-09-30 15:41 |  | * | [6 empty] | 1 |  | 1 | 0 |  | 0 | 43 |  |  | * |  |  | None | *
6 | - IP-58106 | DALTOFOAM TR 42100- HUNTSMAN, PANEL LAMINATING ADHESIVE | 0 | Sub-assembly | Active |  | 1 | 1 |  |  |  | Item | 1 | EA | 100 | 1 | 1 | Date |  |  | 2024-09-30 15:41 |  | * | [6 empty] | 1 |  | 1 | 0 |  | 0 | 42 |  |  | * |  |  | None | *
7 | 85-ADH-DAL42100 | DALTOFOAM TR 42100- HUNTSMAN, PANEL LAMINATING ADHESIVE | 0 | Purchased Item | Active |  | 1 | 1 |  |  |  | Item | 14.2812 | SFT | 100 | 1 | 14.2812 | Date |  |  | 2024-09-30 15:41 |  | * | [6 empty] | 14.2812 |  | 1 | 40 |  | 0 | 41 |  |  | * |  |  | None | *
6 | - IP-58104 | 20ga SS 304L Solid coil 60 | 0 | Sub-assembly | Active |  | 2 | 1 |  |  |  | Item | 1 | EA | 100 | 1 | 1 | Date |  |  | 2024-09-30 15:41 |  | * | [6 empty] | 1 |  | 1 | 0 |  | 0 | 22 |  |  | * |  |  | None | *
7 | 46-PRPCSS0420G0 | 304L S/S 20GA WIDTH 44.488" EXTERIOR: CLEAR CONDUCTIVE GLOSS ONLY, INTERIOR:EPOXY PRIMER | 0 | Purchased Item | Active |  | 1 | 1 |  |  |  | Item | 14.5459 | SFT | 100 | 1 | 14.5459 | Date |  |  | 2024-09-30 15:41 |  | * | [6 empty] | 14.5459 |  | 1 | 20 |  | 0 | 21 |  |  | * |  |  | None | *
6 | - IP-58103 | R-max Polyisocyanurate Foam Board, 2.5lbs/ft3, GRF faced, 2.83 - 2.95 ( +/- .060) thick, 43 x 120 | 0 | Sub-assembly | Active |  | 3 | 1 |  |  |  | Item | 1 | EA | 100 | 1 | 1 | Date |  |  | 2024-09-30 15:41 |  | * | [6 empty] | 1 |  | 1 | 0 |  | 0 | 17 |  |  | * |  |  | None | *
7 | 35-INSU-RM34312 | R-MAX POLYISOCYANURATE FOAM BOARD, 2.5LBS/FT3, GRF FACED, 2.83 - 2.95 ( +/- .060)” THICK, 43 X 120” | 0 | Purchased Item | Active |  | 1 | 1 |  |  |  | Item | 14 | SFT | 100 | 1 | 14 | Date |  |  | 2024-09-30 15:41 |  | * | [6 empty] | 14 |  | 1 | 15 |  | 0 | 16 |  |  | * |  |  | None | *
6 | - IP-58107 | SUPRASEC 2026 - HUNTSMAN, PANEL LAMINATING ADHESIVE | 0 | Sub-assembly | Active |  | 4 | 1 |  |  |  | Item | 1 | EA | 100 | 1 | 1 | Date |  |  | 2024-09-30 15:41 |  | * | [6 empty] | 1 |  | 1 | 0 |  | 0 | 27 |  |  | * |  |  | None | *
7 | 85-ADH-SUPR2026 | SUPRASEC 2026 - HUNTSMAN, PANEL LAMINATING ADHESIVE | 0 | Purchased Item | Active |  | 1 | 1 |  |  |  | Item | 14.2812 | SFT | 100 | 1 | 14.2812 | Date |  |  | 2024-09-30 15:41 |  | * | [6 empty] | 14.2812 |  | 1 | 25 |  | 0 | 26 |  |  | * |  |  | None | *
6 | - IP-58105 | 20ga GA Jkt coil 60 | 0 | Sub-assembly | Active |  | 5 | 1 |  |  |  | Item | 1 | EA | 100 | 1 | 1 | Date |  |  | 2024-09-30 15:41 |  | * | [6 empty] | 1 |  | 1 | 0 |  | 0 | 17 |  |  | * |  |  | None | *
7 | 46-GALC-A620G44 | STEEL,JKT,A60,20GA,44.488" COIL, +/- 0.078" | 0 | Purchased Item | Active |  | 1 | 1 |  |  |  | Item | 15.1262 | SFT | 100 | 1 | 15.1262 | Date |  |  | 2024-09-30 15:41 |  | * | [6 empty] | 15.1262 |  | 1 | 15 |  | 0 | 16 |  |  | * |  |  | None | *
6 | IP-58102_DOC | Foam Panel 3in | 0 | Reference Item - Document Management | Active |  | 99999 | 1 |  |  |  | Item | 1 | EA | 100 | 1 | 1 | Date |  |  | 2024-09-30 15:41 |  | * | [6 empty] | 1 |  | 1 | 35 |  | 0 | 35 | [5 empty] | None
5 | - IP-58060 | Foam Panel 3in | 0 | Sub-assembly | Active |  | 3 | 1 |  |  |  | Item | 1 | EA | 100 | 1 | 1 | Date |  |  | 2024-09-30 15:41 |  | * | [6 empty] | 1 |  | 1 | 0 |  | 0 | 43 |  |  | * |  |  | None | *
6 | - IP-58064 | DALTOFOAM TR 42100- HUNTSMAN, PANEL LAMINATING ADHESIVE | 0 | Sub-assembly | Active |  | 1 | 1 |  |  |  | Item | 1 | EA | 100 | 1 | 1 | Date |  |  | 2024-09-30 15:41 |  | * | [6 empty] | 1 |  | 1 | 0 |  | 0 | 42 |  |  | * |  |  | None | *
7 | 85-ADH-DAL42100 | DALTOFOAM TR 42100- HUNTSMAN, PANEL LAMINATING ADHESIVE | 0 | Purchased Item | Active |  | 1 | 1 |  |  |  | Item | 39.4026 | SFT | 100 | 1 | 39.4026 | Date |  |  | 2024-09-30 15:41 |  | * | [6 empty] | 39.4026 |  | 1 | 40 |  | 0 | 41 |  |  | * |  |  | None | *
6 | - IP-58062 | 20ga GA Brt coil ROBOR | 0 | Sub-assembly | Active |  | 2 | 1 |  |  |  | Item | 1 | EA | 100 | 1 | 1 | Date |  |  | 2024-09-30 15:41 |  | * | [6 empty] | 1 |  | 1 | 0 |  | 0 | 22 |  |  | * |  |  | None | *
7 | 46-PRPCG9020GO | STEEL G90 20GA WIDTH 44.488",EXTERIOR: CLEAR CONDUCTIVE GLOSS ONLY, INTERIOR:EPOXY | 0 | Purchased Item | Active |  | 1 | 1 |  |  |  | Item | 39.719 | SFT | 100 | 1 | 39.719 | Date |  |  | 2024-09-30 15:41 |  | * | [6 empty] | 39.719 |  | 1 | 20 |  | 0 | 21 |  |  | * |  |  | None | *
6 | - IP-58065 | SUPRASEC 2026 - HUNTSMAN, PANEL LAMINATING ADHESIVE | 0 | Sub-assembly | Active |  | 3 | 1 |  |  |  | Item | 1 | EA | 100 | 1 | 1 | Date |  |  | 2024-09-30 15:41 |  | * | [6 empty] | 1 |  | 1 | 0 |  | 0 | 27 |  |  | * |  |  | None | *
7 | 85-ADH-SUPR2026 | SUPRASEC 2026 - HUNTSMAN, PANEL LAMINATING ADHESIVE | 0 | Purchased Item | Active |  | 1 | 1 |  |  |  | Item | 39.4026 | SFT | 100 | 1 | 39.4026 | Date |  |  | 2024-09-30 15:41 |  | * | [6 empty] | 39.4026 |  | 1 | 25 |  | 0 | 26 |  |  | * |  |  | None | *
6 | - IP-58063 | 20ga GA Jkt coil 60 | 0 | Sub-assembly | Active |  | 4 | 1 |  |  |  | Item | 1 | EA | 100 | 1 | 1 | Date |  |  | 2024-09-30 15:41 |  | * | [6 empty] | 1 |  | 1 | 0 |  | 0 | 17 |  |  | * |  |  | None | *
7 | 46-GALC-A620G44 | STEEL,JKT,A60,20GA,44.488" COIL, +/- 0.078" | 0 | Purchased Item | Active |  | 1 | 1 |  |  |  | Item | 41.2497 | SFT | 100 | 1 | 41.2497 | Date |  |  | 2024-09-30 15:41 |  | * | [6 empty] | 41.2497 |  | 1 | 15 |  | 0 | 16 |  |  | * |  |  | None | *
6 | - IP-58061 | R-max Polyisocyanurate Foam Board, 2.5lbs/ft3, GRF faced, 2.83 - 2.95 ( +/- .060) thick, 43 x 120 | 0 | Sub-assembly | Active |  | 5 | 1 |  |  |  | Item | 1 | EA | 100 | 1 | 1 | Date |  |  | 2024-09-30 15:41 |  | * | [6 empty] | 1 |  | 1 | 0 |  | 0 | 17 |  |  | * |  |  | None | *
7 | 35-INSU-RM34312 | R-MAX POLYISOCYANURATE FOAM BOARD, 2.5LBS/FT3, GRF FACED, 2.83 - 2.95 ( +/- .060)” THICK, 43 X 120” | 0 | Purchased Item | Active |  | 1 | 1 |  |  |  | Item | 38 | SFT | 100 | 1 | 38 | Date |  |  | 2024-09-30 15:41 |  | * | [6 empty] | 38 |  | 1 | 15 |  | 0 | 16 |  |  | * |  |  | None | *
6 | IP-58060_DOC | Foam Panel 3in | 0 | Reference Item - Document Management | Active |  | 99999 | 1 |  |  |  | Item | 1 | EA | 100 | 1 | 1 | Date |  |  | 2024-09-30 15:41 |  | * | [6 empty] | 1 |  | 1 |  |  | 0 | 0 | [5 empty] | None
5 | - IP-60036 | Foam Panel 3in | 0 | Sub-assembly | Active |  | 4 | 1 |  |  |  | Item | 1 | EA | 100 | 1 | 1 | Date |  |  | 2024-09-30 15:41 |  | * | [6 empty] | 1 |  | 1 | 0 |  | 0 | 111 |  |  | * |  |  | None | *
6 | - IP-60037 | 20ga GA Jkt coil 60 | 0 | Sub-assembly | Active |  | 1 | 1 |  |  |  | Item | 1 | EA | 100 | 1 | 1 | Date |  |  | 2024-09-30 15:41 |  | * | [6 empty] | 1 |  | 1 | 0 |  | 0 | 17 |  |  | * |  |  | None | *
7 | 46-GALC-A620G44 | STEEL,JKT,A60,20GA,44.488" COIL, +/- 0.078" | 0 | Purchased Item | Active |  | 1 | 1 |  |  |  | Item | 41.2497 | SFT | 100 | 1 | 41.2497 | Date |  |  | 2024-09-30 15:41 |  | * | [6 empty] | 41.2497 |  | 1 | 15 |  | 0 | 16 |  |  | * |  |  | None | *
6 | - IP-58049 | 20ga SS 304L Solid coil 60 | 0 | Sub-assembly | Active |  | 2 | 1 |  |  |  | Item | 1 | EA | 100 | 1 | 1 | Date |  |  | 2024-09-30 15:41 |  | * | [6 empty] | 1 |  | 1 | 0 |  | 0 | 22 |  |  | * |  |  | None | *
7 | 46-PRPCSS0420G0 | 304L S/S 20GA WIDTH 44.488" EXTERIOR: CLEAR CONDUCTIVE GLOSS ONLY, INTERIOR:EPOXY PRIMER | 0 | Purchased Item | Active |  | 1 | 1 |  |  |  | Item | 39.71 | SFT | 100 | 1 | 39.71 | Date |  |  | 2024-09-30 15:41 |  | * | [6 empty] | 39.71 |  | 1 | 20 |  | 0 | 21 |  |  | * |  |  | None | *
6 | - IP-58051 | DALTOFOAM TR 42100- HUNTSMAN, PANEL LAMINATING ADHESIVE | 0 | Sub-assembly | Active |  | 3 | 1 |  |  |  | Item | 1 | EA | 100 | 1 | 1 | Date |  |  | 2024-09-30 15:41 |  | * | [6 empty] | 1 |  | 1 | 0 |  | 0 | 42 |  |  | * |  |  | None | *
7 | 85-ADH-DAL42100 | DALTOFOAM TR 42100- HUNTSMAN, PANEL LAMINATING ADHESIVE | 0 | Purchased Item | Active |  | 1 | 1 |  |  |  | Item | 39.4026 | SFT | 100 | 1 | 39.4026 | Date |  |  | 2024-09-30 15:41 |  | * | [6 empty] | 39.4026 |  | 1 | 40 |  | 0 | 41 |  |  | * |  |  | None | *
6 | - IP-58048 | R-max Polyisocyanurate Foam Board, 2.5lbs/ft3, GRF faced, 2.83 - 2.95 ( +/- .060) thick, 43 x 120 | 0 | Sub-assembly | Active |  | 4 | 1 |  |  |  | Item | 1 | EA | 100 | 1 | 1 | Date |  |  | 2024-09-30 15:41 |  | * | [6 empty] | 1 |  | 1 | 0 |  | 0 | 17 |  |  | * |  |  | None | *
7 | 35-INSU-RM34312 | R-MAX POLYISOCYANURATE FOAM BOARD, 2.5LBS/FT3, GRF FACED, 2.83 - 2.95 ( +/- .060)” THICK, 43 X 120” | 0 | Purchased Item | Active |  | 1 | 1 |  |  |  | Item | 38 | SFT | 100 | 1 | 38 | Date |  |  | 2024-09-30 15:41 |  | * | [6 empty] | 38 |  | 1 | 15 |  | 0 | 16 |  |  | * |  |  | None | *
6 | - IP-58052 | SUPRASEC 2026 - HUNTSMAN, PANEL LAMINATING ADHESIVE | 0 | Sub-assembly | Active |  | 5 | 1 |  |  |  | Item | 1 | EA | 100 | 1 | 1 | Date |  |  | 2024-09-30 15:41 |  | * | [6 empty] | 1 |  | 1 | 0 |  | 0 | 27 |  |  | * |  |  | None | *
7 | 85-ADH-SUPR2026 | SUPRASEC 2026 - HUNTSMAN, PANEL LAMINATING ADHESIVE | 0 | Purchased Item | Active |  | 1 | 1 |  |  |  | Item | 39.4026 | SFT | 100 | 1 | 39.4026 | Date |  |  | 2024-09-30 15:41 |  | * | [6 empty] | 39.4026 |  | 1 | 25 |  | 0 | 26 |  |  | * |  |  | None | *
6 | IP-60036_DOC | Foam Panel 3in | 0 | Reference Item - Document Management | Active |  | 99999 | 1 |  |  |  | Item | 1 | EA | 100 | 1 | 1 | Date |  |  | 2024-09-30 15:41 |  | * | [6 empty] | 1 |  | 1 | 110 |  | 0 | 110 | [5 empty] | None
5 | - IP-60038 | Foam Panel 3in | 0 | Sub-assembly | Active |  | 5 | 1 |  |  |  | Item | 1 | EA | 100 | 1 | 1 | Date |  |  | 2024-09-30 15:41 |  | * | [6 empty] | 1 |  | 1 | 0 |  | 0 | 43 |  |  | * |  |  | None | *
6 | - IP-58077 | SUPRASEC 2026 - HUNTSMAN, PANEL LAMINATING ADHESIVE | 0 | Sub-assembly | Active |  | 1 | 1 |  |  |  | Item | 1 | EA | 100 | 1 | 1 | Date |  |  | 2024-09-30 15:41 |  | * | [6 empty] | 1 |  | 1 | 0 |  | 0 | 27 |  |  | * |  |  | None | *
7 | 85-ADH-SUPR2026 | SUPRASEC 2026 - HUNTSMAN, PANEL LAMINATING ADHESIVE | 0 | Purchased Item | Active |  | 1 | 1 |  |  |  | Item | 39.4026 | SFT | 100 | 1 | 39.4026 | Date |  |  | 2024-09-30 15:41 |  | * | [6 empty] | 39.4026 |  | 1 | 25 |  | 0 | 26 |  |  | * |  |  | None | *
6 | - IP-58073 | R-max Polyisocyanurate Foam Board, 2.5lbs/ft3, GRF faced, 2.83 - 2.95 ( +/- .060) thick, 43 x 120 | 0 | Sub-assembly | Active |  | 2 | 1 |  |  |  | Item | 1 | EA | 100 | 1 | 1 | Date |  |  | 2024-09-30 15:41 |  | * | [6 empty] | 1 |  | 1 | 0 |  | 0 | 17 |  |  | * |  |  | None | *
7 | 35-INSU-RM34312 | R-MAX POLYISOCYANURATE FOAM BOARD, 2.5LBS/FT3, GRF FACED, 2.83 - 2.95 ( +/- .060)” THICK, 43 X 120” | 0 | Purchased Item | Active |  | 1 | 1 |  |  |  | Item | 38 | SFT | 100 | 1 | 38 | Date |  |  | 2024-09-30 15:41 |  | * | [6 empty] | 38 |  | 1 | 15 |  | 0 | 16 |  |  | * |  |  | None | *
6 | - IP-60039 | 20ga GA Jkt coil 60 | 0 | Sub-assembly | Active |  | 3 | 1 |  |  |  | Item | 1 | EA | 100 | 1 | 1 | Date |  |  | 2024-09-30 15:41 |  | * | [6 empty] | 1 |  | 1 | 0 |  | 0 | 17 |  |  | * |  |  | None | *
7 | 46-GALC-A620G44 | STEEL,JKT,A60,20GA,44.488" COIL, +/- 0.078" | 0 | Purchased Item | Active |  | 1 | 1 |  |  |  | Item | 41.2497 | SFT | 100 | 1 | 41.2497 | Date |  |  | 2024-09-30 15:41 |  | * | [6 empty] | 41.2497 |  | 1 | 15 |  | 0 | 16 |  |  | * |  |  | None | *
6 | - IP-58076 | DALTOFOAM TR 42100- HUNTSMAN, PANEL LAMINATING ADHESIVE | 0 | Sub-assembly | Active |  | 4 | 1 |  |  |  | Item | 1 | EA | 100 | 1 | 1 | Date |  |  | 2024-09-30 15:41 |  | * | [6 empty] | 1 |  | 1 | 0 |  | 0 | 42 |  |  | * |  |  | None | *
7 | 85-ADH-DAL42100 | DALTOFOAM TR 42100- HUNTSMAN, PANEL LAMINATING ADHESIVE | 0 | Purchased Item | Active |  | 1 | 1 |  |  |  | Item | 39.4026 | SFT | 100 | 1 | 39.4026 | Date |  |  | 2024-09-30 15:41 |  | * | [6 empty] | 39.4026 |  | 1 | 40 |  | 0 | 41 |  |  | * |  |  | None | *
6 | - IP-58074 | 20ga GA Brt coil ROBOR | 0 | Sub-assembly | Active |  | 5 | 1 |  |  |  | Item | 1 | EA | 100 | 1 | 1 | Date |  |  | 2024-09-30 15:41 |  | * | [6 empty] | 1 |  | 1 | 0 |  | 0 | 22 |  |  | * |  |  | None | *
7 | 46-PRPCG9020GO | STEEL G90 20GA WIDTH 44.488",EXTERIOR: CLEAR CONDUCTIVE GLOSS ONLY, INTERIOR:EPOXY | 0 | Purchased Item | Active |  | 1 | 1 |  |  |  | Item | 39.719 | SFT | 100 | 1 | 39.719 | Date |  |  | 2024-09-30 15:41 |  | * | [6 empty] | 39.719 |  | 1 | 20 |  | 0 | 21 |  |  | * |  |  | None | *
6 | IP-60038_DOC | Foam Panel 3in | 0 | Reference Item - Document Management | Active |  | 99999 | 1 |  |  |  | Item | 1 | EA | 100 | 1 | 1 | Date |  |  | 2024-09-30 15:41 |  | * | [6 empty] | 1 |  | 1 |  |  | 0 | 0 | [5 empty] | None
5 | - IP-58066 | Foam Panel 3in | 0 | Sub-assembly | Active |  | 6 | 1 |  |  |  | Item | 1 | EA | 100 | 1 | 1 | Date |  |  | 2024-09-30 15:41 |  | * | [6 empty] | 1 |  | 1 | 0 |  | 0 | 51 |  |  | * |  |  | None | *
6 | - IP-58067 | R-max Polyisocyanurate Foam Board, 2.5lbs/ft3, GRF faced, 2.83 - 2.95 ( +/- .060) thick, 43 x 120 | 0 | Sub-assembly | Active |  | 1 | 1 |  |  |  | Item | 1 | EA | 100 | 1 | 1 | Date |  |  | 2024-09-30 15:41 |  | * | [6 empty] | 1 |  | 1 | 0 |  | 0 | 17 |  |  | * |  |  | None | *
7 | 35-INSU-RM34312 | R-MAX POLYISOCYANURATE FOAM BOARD, 2.5LBS/FT3, GRF FACED, 2.83 - 2.95 ( +/- .060)” THICK, 43 X 120” | 0 | Purchased Item | Active |  | 1 | 1 |  |  |  | Item | 38 | SFT | 100 | 1 | 38 | Date |  |  | 2024-09-30 15:41 |  | * | [6 empty] | 38 |  | 1 | 15 |  | 0 | 16 |  |  | * |  |  | None | *
6 | - IP-58071 | SUPRASEC 2026 - HUNTSMAN, PANEL LAMINATING ADHESIVE | 0 | Sub-assembly | Active |  | 2 | 1 |  |  |  | Item | 1 | EA | 100 | 1 | 1 | Date |  |  | 2024-09-30 15:41 |  | * | [6 empty] | 1 |  | 1 | 0 |  | 0 | 27 |  |  | * |  |  | None | *
7 | 85-ADH-SUPR2026 | SUPRASEC 2026 - HUNTSMAN, PANEL LAMINATING ADHESIVE | 0 | Purchased Item | Active |  | 1 | 1 |  |  |  | Item | 39.4026 | SFT | 100 | 1 | 39.4026 | Date |  |  | 2024-09-30 15:41 |  | * | [6 empty] | 39.4026 |  | 1 | 25 |  | 0 | 26 |  |  | * |  |  | None | *
6 | - IP-58070 | DALTOFOAM TR 42100- HUNTSMAN, PANEL LAMINATING ADHESIVE | 0 | Sub-assembly | Active |  | 3 | 1 |  |  |  | Item | 1 | EA | 100 | 1 | 1 | Date |  |  | 2024-09-30 15:41 |  | * | [6 empty] | 1 |  | 1 | 0 |  | 0 | 42 |  |  | * |  |  | None | *
7 | 85-ADH-DAL42100 | DALTOFOAM TR 42100- HUNTSMAN, PANEL LAMINATING ADHESIVE | 0 | Purchased Item | Active |  | 1 | 1 |  |  |  | Item | 39.4026 | SFT | 100 | 1 | 39.4026 | Date |  |  | 2024-09-30 15:41 |  | * | [6 empty] | 39.4026 |  | 1 | 40 |  | 0 | 41 |  |  | * |  |  | None | *
6 | - IP-58069 | 20ga GA Jkt coil 60 | 0 | Sub-assembly | Active |  | 4 | 1 |  |  |  | Item | 1 | EA | 100 | 1 | 1 | Date |  |  | 2024-09-30 15:41 |  | * | [6 empty] | 1 |  | 1 | 0 |  | 0 | 17 |  |  | * |  |  | None | *
7 | 46-GALC-A620G44 | STEEL,JKT,A60,20GA,44.488" COIL, +/- 0.078" | 0 | Purchased Item | Active |  | 1 | 1 |  |  |  | Item | 41.2497 | SFT | 100 | 1 | 41.2497 | Date |  |  | 2024-09-30 15:41 |  | * | [6 empty] | 41.2497 |  | 1 | 15 |  | 0 | 16 |  |  | * |  |  | None | *
6 | - IP-58068 | 20ga GA Brt coil ROBOR | 0 | Sub-assembly | Active |  | 5 | 1 |  |  |  | Item | 1 | EA | 100 | 1 | 1 | Date |  |  | 2024-09-30 15:41 |  | * | [6 empty] | 1 |  | 1 | 0 |  | 0 | 22 |  |  | * |  |  | None | *
7 | 46-PRPCG9020GO | STEEL G90 20GA WIDTH 44.488",EXTERIOR: CLEAR CONDUCTIVE GLOSS ONLY, INTERIOR:EPOXY | 0 | Purchased Item | Active |  | 1 | 1 |  |  |  | Item | 39.719 | SFT | 100 | 1 | 39.719 | Date |  |  | 2024-09-30 15:41 |  | * | [6 empty] | 39.719 |  | 1 | 20 |  | 0 | 21 |  |  | * |  |  | None | *
6 | IP-58066_DOC | Foam Panel 3in | 0 | Reference Item - Document Management | Active |  | 99999 | 1 |  |  |  | Item | 1 | EA | 100 | 1 | 1 | Date |  |  | 2024-09-30 15:41 |  | * | [6 empty] | 1 |  | 1 | 50 |  | 0 | 50 | [5 empty] | None
5 | - IP-58072 | Foam Panel 3in | 0 | Sub-assembly | Active |  | 7 | 1 |  |  |  | Item | 1 | EA | 100 | 1 | 1 | Date |  |  | 2024-09-30 15:41 |  | * | [6 empty] | 1 |  | 1 | 0 |  | 0 | 43 |  |  | * |  |  | None | *
6 | - IP-58077 | SUPRASEC 2026 - HUNTSMAN, PANEL LAMINATING ADHESIVE | 0 | Sub-assembly | Active |  | 1 | 1 |  |  |  | Item | 1 | EA | 100 | 1 | 1 | Date |  |  | 2024-09-30 15:41 |  | * | [6 empty] | 1 |  | 1 | 0 |  | 0 | 27 |  |  | * |  |  | None | *
7 | 85-ADH-SUPR2026 | SUPRASEC 2026 - HUNTSMAN, PANEL LAMINATING ADHESIVE | 0 | Purchased Item | Active |  | 1 | 1 |  |  |  | Item | 39.4026 | SFT | 100 | 1 | 39.4026 | Date |  |  | 2024-09-30 15:41 |  | * | [6 empty] | 39.4026 |  | 1 | 25 |  | 0 | 26 |  |  | * |  |  | None | *
6 | - IP-58075 | 20ga GA Jkt coil 60 | 0 | Sub-assembly | Active |  | 2 | 1 |  |  |  | Item | 1 | EA | 100 | 1 | 1 | Date |  |  | 2024-09-30 15:41 |  | * | [6 empty] | 1 |  | 1 | 0 |  | 0 | 17 |  |  | * |  |  | None | *
7 | 46-GALC-A620G44 | STEEL,JKT,A60,20GA,44.488" COIL, +/- 0.078" | 0 | Purchased Item | Active |  | 1 | 1 |  |  |  | Item | 41.2497 | SFT | 100 | 1 | 41.2497 | Date |  |  | 2024-09-30 15:41 |  | * | [6 empty] | 41.2497 |  | 1 | 15 |  | 0 | 16 |  |  | * |  |  | None | *
6 | - IP-58073 | R-max Polyisocyanurate Foam Board, 2.5lbs/ft3, GRF faced, 2.83 - 2.95 ( +/- .060) thick, 43 x 120 | 0 | Sub-assembly | Active |  | 3 | 1 |  |  |  | Item | 1 | EA | 100 | 1 | 1 | Date |  |  | 2024-09-30 15:41 |  | * | [6 empty] | 1 |  | 1 | 0 |  | 0 | 17 |  |  | * |  |  | None | *
7 | 35-INSU-RM34312 | R-MAX POLYISOCYANURATE FOAM BOARD, 2.5LBS/FT3, GRF FACED, 2.83 - 2.95 ( +/- .060)” THICK, 43 X 120” | 0 | Purchased Item | Active |  | 1 | 1 |  |  |  | Item | 38 | SFT | 100 | 1 | 38 | Date |  |  | 2024-09-30 15:41 |  | * | [6 empty] | 38 |  | 1 | 15 |  | 0 | 16 |  |  | * |  |  | None | *
6 | - IP-58076 | DALTOFOAM TR 42100- HUNTSMAN, PANEL LAMINATING ADHESIVE | 0 | Sub-assembly | Active |  | 4 | 1 |  |  |  | Item | 1 | EA | 100 | 1 | 1 | Date |  |  | 2024-09-30 15:41 |  | * | [6 empty] | 1 |  | 1 | 0 |  | 0 | 42 |  |  | * |  |  | None | *
7 | 85-ADH-DAL42100 | DALTOFOAM TR 42100- HUNTSMAN, PANEL LAMINATING ADHESIVE | 0 | Purchased Item | Active |  | 1 | 1 |  |  |  | Item | 39.4026 | SFT | 100 | 1 | 39.4026 | Date |  |  | 2024-09-30 15:41 |  | * | [6 empty] | 39.4026 |  | 1 | 40 |  | 0 | 41 |  |  | * |  |  | None | *
6 | - IP-58074 | 20ga GA Brt coil ROBOR | 0 | Sub-assembly | Active |  | 5 | 1 |  |  |  | Item | 1 | EA | 100 | 1 | 1 | Date |  |  | 2024-09-30 15:41 |  | * | [6 empty] | 1 |  | 1 | 0 |  | 0 | 22 |  |  | * |  |  | None | *
7 | 46-PRPCG9020GO | STEEL G90 20GA WIDTH 44.488",EXTERIOR: CLEAR CONDUCTIVE GLOSS ONLY, INTERIOR:EPOXY | 0 | Purchased Item | Active |  | 1 | 1 |  |  |  | Item | 39.719 | SFT | 100 | 1 | 39.719 | Date |  |  | 2024-09-30 15:41 |  | * | [6 empty] | 39.719 |  | 1 | 20 |  | 0 | 21 |  |  | * |  |  | None | *
6 | IP-58072_DOC | Foam Panel 3in | 0 | Reference Item - Document Management | Active |  | 99999 | 1 |  |  |  | Item | 1 | EA | 100 | 1 | 1 | Date |  |  | 2024-09-30 15:41 |  | * | [6 empty] | 1 |  | 1 | 5 |  | 0 | 5 | [5 empty] | None
5 | - IP-58078 | Foam Panel 3in | 0 | Sub-assembly | Active |  | 8 | 1 |  |  |  | Item | 1 | EA | 100 | 1 | 1 | Date |  |  | 2024-09-30 15:41 |  | * | [6 empty] | 1 |  | 1 | 0 |  | 0 | 43 |  |  | * |  |  | None | *
6 | - IP-58080 | 20ga SS 304L Solid coil 60 | 0 | Sub-assembly | Active |  | 1 | 1 |  |  |  | Item | 1 | EA | 100 | 1 | 1 | Date |  |  | 2024-09-30 15:41 |  | * | [6 empty] | 1 |  | 1 | 0 |  | 0 | 22 |  |  | * |  |  | None | *
7 | 46-PRPCSS0420G0 | 304L S/S 20GA WIDTH 44.488" EXTERIOR: CLEAR CONDUCTIVE GLOSS ONLY, INTERIOR:EPOXY PRIMER | 0 | Purchased Item | Active |  | 1 | 1 |  |  |  | Item | 39.719 | SFT | 100 | 1 | 39.719 | Date |  |  | 2024-09-30 15:41 |  | * | [6 empty] | 39.719 |  | 1 | 20 |  | 0 | 21 |  |  | * |  |  | None | *
6 | - IP-58079 | R-max Polyisocyanurate Foam Board, 2.5lbs/ft3, GRF faced, 2.83 - 2.95 ( +/- .060) thick, 43 x 120 | 0 | Sub-assembly | Active |  | 2 | 1 |  |  |  | Item | 1 | EA | 100 | 1 | 1 | Date |  |  | 2024-09-30 15:41 |  | * | [6 empty] | 1 |  | 1 | 0 |  | 0 | 17 |  |  | * |  |  | None | *
7 | 35-INSU-RM34312 | R-MAX POLYISOCYANURATE FOAM BOARD, 2.5LBS/FT3, GRF FACED, 2.83 - 2.95 ( +/- .060)” THICK, 43 X 120” | 0 | Purchased Item | Active |  | 1 | 1 |  |  |  | Item | 38 | SFT | 100 | 1 | 38 | Date |  |  | 2024-09-30 15:41 |  | * | [6 empty] | 38 |  | 1 | 15 |  | 0 | 16 |  |  | * |  |  | None | *
6 | - IP-58083 | SUPRASEC 2026 - HUNTSMAN, PANEL LAMINATING ADHESIVE | 0 | Sub-assembly | Active |  | 3 | 1 |  |  |  | Item | 1 | EA | 100 | 1 | 1 | Date |  |  | 2024-09-30 15:41 |  | * | [6 empty] | 1 |  | 1 | 0 |  | 0 | 27 |  |  | * |  |  | None | *
7 | 85-ADH-SUPR2026 | SUPRASEC 2026 - HUNTSMAN, PANEL LAMINATING ADHESIVE | 0 | Purchased Item | Active |  | 1 | 1 |  |  |  | Item | 39.4026 | SFT | 100 | 1 | 39.4026 | Date |  |  | 2024-09-30 15:41 |  | * | [6 empty] | 39.4026 |  | 1 | 25 |  | 0 | 26 |  |  | * |  |  | None | *
6 | - IP-58081 | 20ga GA Jkt coil 60 | 0 | Sub-assembly | Active |  | 4 | 1 |  |  |  | Item | 1 | EA | 100 | 1 | 1 | Date |  |  | 2024-09-30 15:41 |  | * | [6 empty] | 1 |  | 1 | 0 |  | 0 | 17 |  |  | * |  |  | None | *
7 | 46-GALC-A620G44 | STEEL,JKT,A60,20GA,44.488" COIL, +/- 0.078" | 0 | Purchased Item | Active |  | 1 | 1 |  |  |  | Item | 41.2497 | SFT | 100 | 1 | 41.2497 | Date |  |  | 2024-09-30 15:41 |  | * | [6 empty] | 41.2497 |  | 1 | 15 |  | 0 | 16 |  |  | * |  |  | None | *
6 | - IP-58082 | DALTOFOAM TR 42100- HUNTSMAN, PANEL LAMINATING ADHESIVE | 0 | Sub-assembly | Active |  | 5 | 1 |  |  |  | Item | 1 | EA | 100 | 1 | 1 | Date |  |  | 2024-09-30 15:41 |  | * | [6 empty] | 1 |  | 1 | 0 |  | 0 | 42 |  |  | * |  |  | None | *
7 | 85-ADH-DAL42100 | DALTOFOAM TR 42100- HUNTSMAN, PANEL LAMINATING ADHESIVE | 0 | Purchased Item | Active |  | 1 | 1 |  |  |  | Item | 39.4026 | SFT | 100 | 1 | 39.4026 | Date |  |  | 2024-09-30 15:41 |  | * | [6 empty] | 39.4026 |  | 1 | 40 |  | 0 | 41 |  |  | * |  |  | None | *
6 | IP-58078_DOC | Foam Panel 3in | 0 | Reference Item - Document Management | Active |  | 99999 | 1 |  |  |  | Item | 1 | EA | 100 | 1 | 1 | Date |  |  | 2024-09-30 15:41 |  | * | [6 empty] | 1 |  | 1 |  |  | 0 | 0 | [5 empty] | None
5 | - IP-58041 | Foam Panel 3in | 0 | Sub-assembly | Active |  | 9 | 1 |  |  |  | Item | 1 | EA | 100 | 1 | 1 | Date |  |  | 2024-09-30 15:41 |  | * | [6 empty] | 1 |  | 1 | 0 |  | 0 | 43 |  |  | * |  |  | None | *
6 | - IP-58044 | 20ga GA Jkt coil 60 | 0 | Sub-assembly | Active |  | 1 | 1 |  |  |  | Item | 1 | EA | 100 | 1 | 1 | Date |  |  | 2024-09-30 15:41 |  | * | [6 empty] | 1 |  | 1 | 0 |  | 0 | 17 |  |  | * |  |  | None | *
7 | 46-GALC-A620G44 | STEEL,JKT,A60,20GA,44.488" COIL, +/- 0.078" | 0 | Purchased Item | Active |  | 1 | 1 |  |  |  | Item | 38.6157 | SFT | 100 | 1 | 38.6157 | Date |  |  | 2024-09-30 15:41 |  | * | [6 empty] | 38.6157 |  | 1 | 15 |  | 0 | 16 |  |  | * |  |  | None | *
6 | - IP-58042 | R-max Polyisocyanurate Foam Board, 2.5lbs/ft3, GRF faced, 2.83 - 2.95 ( +/- .060) thick, 43 x 120 | 0 | Sub-assembly | Active |  | 2 | 1 |  |  |  | Item | 1 | EA | 100 | 1 | 1 | Date |  |  | 2024-09-30 15:41 |  | * | [6 empty] | 1 |  | 1 | 0 |  | 0 | 17 |  |  | * |  |  | None | *
7 | 35-INSU-RM34312 | R-MAX POLYISOCYANURATE FOAM BOARD, 2.5LBS/FT3, GRF FACED, 2.83 - 2.95 ( +/- .060)” THICK, 43 X 120” | 0 | Purchased Item | Active |  | 1 | 1 |  |  |  | Item | 36 | SFT | 100 | 1 | 36 | Date |  |  | 2024-09-30 15:41 |  | * | [6 empty] | 36 |  | 1 | 15 |  | 0 | 16 |  |  | * |  |  | None | *
6 | - IP-58045 | DALTOFOAM TR 42100- HUNTSMAN, PANEL LAMINATING ADHESIVE | 0 | Sub-assembly | Active |  | 3 | 1 |  |  |  | Item | 1 | EA | 100 | 1 | 1 | Date |  |  | 2024-09-30 15:41 |  | * | [6 empty] | 1 |  | 1 | 0 |  | 0 | 42 |  |  | * |  |  | None | *
7 | 85-ADH-DAL42100 | DALTOFOAM TR 42100- HUNTSMAN, PANEL LAMINATING ADHESIVE | 0 | Purchased Item | Active |  | 1 | 1 |  |  |  | Item | 37.1858 | SFT | 100 | 1 | 37.1858 | Date |  |  | 2024-09-30 15:41 |  | * | [6 empty] | 37.1858 |  | 1 | 40 |  | 0 | 41 |  |  | * |  |  | None | *
6 | - IP-58043 | 20ga GA Brt coil 60 | 0 | Sub-assembly | Active |  | 4 | 1 |  |  |  | Item | 1 | EA | 100 | 1 | 1 | Date |  |  | 2024-09-30 15:41 |  | * | [6 empty] | 1 |  | 1 | 0 |  | 0 | 22 |  |  | * |  |  | None | *
7 | 46-PRPCG9020GO | STEEL G90 20GA WIDTH 44.488",EXTERIOR: CLEAR CONDUCTIVE GLOSS ONLY, INTERIOR:EPOXY | 0 | Purchased Item | Active |  | 1 | 1 |  |  |  | Item | 37.2935 | SFT | 100 | 1 | 37.2935 | Date |  |  | 2024-09-30 15:41 |  | * | [6 empty] | 37.2935 |  | 1 | 20 |  | 0 | 21 |  |  | * |  |  | None | *
6 | - IP-58046 | SUPRASEC 2026 - HUNTSMAN, PANEL LAMINATING ADHESIVE | 0 | Sub-assembly | Active |  | 5 | 1 |  |  |  | Item | 1 | EA | 100 | 1 | 1 | Date |  |  | 2024-09-30 15:41 |  | * | [6 empty] | 1 |  | 1 | 0 |  | 0 | 27 |  |  | * |  |  | None | *
7 | 85-ADH-SUPR2026 | SUPRASEC 2026 - HUNTSMAN, PANEL LAMINATING ADHESIVE | 0 | Purchased Item | Active |  | 1 | 1 |  |  |  | Item | 37.1858 | SFT | 100 | 1 | 37.1858 | Date |  |  | 2024-09-30 15:41 |  | * | [6 empty] | 37.1858 |  | 1 | 25 |  | 0 | 26 |  |  | * |  |  | None | *
6 | IP-58041_DOC | Foam Panel 3in | 0 | Reference Item - Document Management | Active |  | 99999 | 1 |  |  |  | Item | 1 | EA | 100 | 1 | 1 | Date |  |  | 2024-09-30 15:41 |  | * | [6 empty] | 1 |  | 1 |  |  | 0 | 0 | [5 empty] | None
5 | - IP-58096 | Foam Panel 3in | 0 | Sub-assembly | Active |  | 10 | 1 |  |  |  | Item | 1 | EA | 100 | 1 | 1 | Date |  |  | 2024-09-30 15:41 |  | * | [6 empty] | 1 |  | 1 | 0 |  | 0 | 43 |  |  | * |  |  | None | *
6 | - IP-58101 | SUPRASEC 2026 - HUNTSMAN, PANEL LAMINATING ADHESIVE | 0 | Sub-assembly | Active |  | 1 | 1 |  |  |  | Item | 1 | EA | 100 | 1 | 1 | Date |  |  | 2024-09-30 15:41 |  | * | [6 empty] | 1 |  | 1 | 0 |  | 0 | 27 |  |  | * |  |  | None | *
7 | 85-ADH-SUPR2026 | SUPRASEC 2026 - HUNTSMAN, PANEL LAMINATING ADHESIVE | 0 | Purchased Item | Active |  | 1 | 1 |  |  |  | Item | 39.4026 | SFT | 100 | 1 | 39.4026 | Date |  |  | 2024-09-30 15:41 |  | * | [6 empty] | 39.4026 |  | 1 | 25 |  | 0 | 26 |  |  | * |  |  | None | *
6 | - IP-58099 | 20ga GA Jkt coil 60 | 0 | Sub-assembly | Active |  | 2 | 1 |  |  |  | Item | 1 | EA | 100 | 1 | 1 | Date |  |  | 2024-09-30 15:41 |  | * | [6 empty] | 1 |  | 1 | 0 |  | 0 | 17 |  |  | * |  |  | None | *
7 | 46-GALC-A620G44 | STEEL,JKT,A60,20GA,44.488" COIL, +/- 0.078" | 0 | Purchased Item | Active |  | 1 | 1 |  |  |  | Item | 41.2497 | SFT | 100 | 1 | 41.2497 | Date |  |  | 2024-09-30 15:41 |  | * | [6 empty] | 41.2497 |  | 1 | 15 |  | 0 | 16 |  |  | * |  |  | None | *
6 | - IP-58097 | R-max Polyisocyanurate Foam Board, 2.5lbs/ft3, GRF faced, 2.83 - 2.95 ( +/- .060) thick, 43 x 120 | 0 | Sub-assembly | Active |  | 3 | 1 |  |  |  | Item | 1 | EA | 100 | 1 | 1 | Date |  |  | 2024-09-30 15:41 |  | * | [6 empty] | 1 |  | 1 | 0 |  | 0 | 17 |  |  | * |  |  | None | *
7 | 35-INSU-RM34312 | R-MAX POLYISOCYANURATE FOAM BOARD, 2.5LBS/FT3, GRF FACED, 2.83 - 2.95 ( +/- .060)” THICK, 43 X 120” | 0 | Purchased Item | Active |  | 1 | 1 |  |  |  | Item | 38 | SFT | 100 | 1 | 38 | Date |  |  | 2024-09-30 15:41 |  | * | [6 empty] | 38 |  | 1 | 15 |  | 0 | 16 |  |  | * |  |  | None | *
6 | - IP-58100 | DALTOFOAM TR 42100- HUNTSMAN, PANEL LAMINATING ADHESIVE | 0 | Sub-assembly | Active |  | 4 | 1 |  |  |  | Item | 1 | EA | 100 | 1 | 1 | Date |  |  | 2024-09-30 15:41 |  | * | [6 empty] | 1 |  | 1 | 0 |  | 0 | 42 |  |  | * |  |  | None | *
7 | 85-ADH-DAL42100 | DALTOFOAM TR 42100- HUNTSMAN, PANEL LAMINATING ADHESIVE | 0 | Purchased Item | Active |  | 1 | 1 |  |  |  | Item | 39.4026 | SFT | 100 | 1 | 39.4026 | Date |  |  | 2024-09-30 15:41 |  | * | [6 empty] | 39.4026 |  | 1 | 40 |  | 0 | 41 |  |  | * |  |  | None | *
6 | - IP-58098 | 20ga SS 304L Solid coil 60 | 0 | Sub-assembly | Active |  | 5 | 1 |  |  |  | Item | 1 | EA | 100 | 1 | 1 | Date |  |  | 2024-09-30 15:41 |  | * | [6 empty] | 1 |  | 1 | 0 |  | 0 | 22 |  |  | * |  |  | None | *
7 | 46-PRPCSS0420G0 | 304L S/S 20GA WIDTH 44.488" EXTERIOR: CLEAR CONDUCTIVE GLOSS ONLY, INTERIOR:EPOXY PRIMER | 0 | Purchased Item | Active |  | 1 | 1 |  |  |  | Item | 39.719 | SFT | 100 | 1 | 39.719 | Date |  |  | 2024-09-30 15:41 |  | * | [6 empty] | 39.719 |  | 1 | 20 |  | 0 | 21 |  |  | * |  |  | None | *
6 | IP-58096_DOC | Foam Panel 3in | 0 | Reference Item - Document Management | Active |  | 99999 | 1 |  |  |  | Item | 1 | EA | 100 | 1 | 1 | Date |  |  | 2024-09-30 15:41 |  | * | [6 empty] | 1 |  | 1 |  |  | 0 | 0 | [5 empty] | None
5 | - IP-58084 | Foam Panel 3in | 0 | Sub-assembly | Active |  | 11 | 1 |  |  |  | Item | 1 | EA | 100 | 1 | 1 | Date |  |  | 2024-09-30 15:41 |  | * | [6 empty] | 1 |  | 1 | 0 |  | 0 | 43 |  |  | * |  |  | None | *
6 | - IP-58087 | 20ga GA Jkt coil 60 | 0 | Sub-assembly | Active |  | 1 | 1 |  |  |  | Item | 1 | EA | 100 | 1 | 1 | Date |  |  | 2024-09-30 15:41 |  | * | [6 empty] | 1 |  | 1 | 0 |  | 0 | 17 |  |  | * |  |  | None | *
7 | 46-GALC-A620G44 | STEEL,JKT,A60,20GA,44.488" COIL, +/- 0.078" | 0 | Purchased Item | Active |  | 1 | 1 |  |  |  | Item | 41.2497 | SFT | 100 | 1 | 41.2497 | Date |  |  | 2024-09-30 15:41 |  | * | [6 empty] | 41.2497 |  | 1 | 15 |  | 0 | 16 |  |  | * |  |  | None | *
6 | - IP-58085 | R-max Polyisocyanurate Foam Board, 2.5lbs/ft3, GRF faced, 2.83 - 2.95 ( +/- .060) thick, 43 x 120 | 0 | Sub-assembly | Active |  | 2 | 1 |  |  |  | Item | 1 | EA | 100 | 1 | 1 | Date |  |  | 2024-09-30 15:41 |  | * | [6 empty] | 1 |  | 1 | 0 |  | 0 | 17 |  |  | * |  |  | None | *
7 | 35-INSU-RM34312 | R-MAX POLYISOCYANURATE FOAM BOARD, 2.5LBS/FT3, GRF FACED, 2.83 - 2.95 ( +/- .060)” THICK, 43 X 120” | 0 | Purchased Item | Active |  | 1 | 1 |  |  |  | Item | 38 | SFT | 100 | 1 | 38 | Date |  |  | 2024-09-30 15:41 |  | * | [6 empty] | 38 |  | 1 | 15 |  | 0 | 16 |  |  | * |  |  | None | *
6 | - IP-58088 | DALTOFOAM TR 42100- HUNTSMAN, PANEL LAMINATING ADHESIVE | 0 | Sub-assembly | Active |  | 3 | 1 |  |  |  | Item | 1 | EA | 100 | 1 | 1 | Date |  |  | 2024-09-30 15:41 |  | * | [6 empty] | 1 |  | 1 | 0 |  | 0 | 42 |  |  | * |  |  | None | *
7 | 85-ADH-DAL42100 | DALTOFOAM TR 42100- HUNTSMAN, PANEL LAMINATING ADHESIVE | 0 | Purchased Item | Active |  | 1 | 1 |  |  |  | Item | 39.4026 | SFT | 100 | 1 | 39.4026 | Date |  |  | 2024-09-30 15:41 |  | * | [6 empty] | 39.4026 |  | 1 | 40 |  | 0 | 41 |  |  | * |  |  | None | *
6 | - IP-58086 | 20ga SS 304L Solid coil 60 | 0 | Sub-assembly | Active |  | 4 | 1 |  |  |  | Item | 1 | EA | 100 | 1 | 1 | Date |  |  | 2024-09-30 15:41 |  | * | [6 empty] | 1 |  | 1 | 0 |  | 0 | 22 |  |  | * |  |  | None | *
7 | 46-PRPCSS0420G0 | 304L S/S 20GA WIDTH 44.488" EXTERIOR: CLEAR CONDUCTIVE GLOSS ONLY, INTERIOR:EPOXY PRIMER | 0 | Purchased Item | Active |  | 1 | 1 |  |  |  | Item | 39.719 | SFT | 100 | 1 | 39.719 | Date |  |  | 2024-09-30 15:41 |  | * | [6 empty] | 39.719 |  | 1 | 20 |  | 0 | 21 |  |  | * |  |  | None | *
6 | - IP-58089 | SUPRASEC 2026 - HUNTSMAN, PANEL LAMINATING ADHESIVE | 0 | Sub-assembly | Active |  | 5 | 1 |  |  |  | Item | 1 | EA | 100 | 1 | 1 | Date |  |  | 2024-09-30 15:41 |  | * | [6 empty] | 1 |  | 1 | 0 |  | 0 | 27 |  |  | * |  |  | None | *
7 | 85-ADH-SUPR2026 | SUPRASEC 2026 - HUNTSMAN, PANEL LAMINATING ADHESIVE | 0 | Purchased Item | Active |  | 1 | 1 |  |  |  | Item | 39.4026 | SFT | 100 | 1 | 39.4026 | Date |  |  | 2024-09-30 15:41 |  | * | [6 empty] | 39.4026 |  | 1 | 25 |  | 0 | 26 |  |  | * |  |  | None | *
6 | IP-58084_DOC | Foam Panel 3in | 0 | Reference Item - Document Management | Active |  | 99999 | 1 |  |  |  | Item | 1 | EA | 100 | 1 | 1 | Date |  |  | 2024-09-30 15:41 |  | * | [6 empty] | 1 |  | 1 |  |  | 0 | 0 | [5 empty] | None
5 | - IP-58090 | Foam Panel 3in | 0 | Sub-assembly | Active |  | 12 | 1 |  |  |  | Item | 1 | EA | 100 | 1 | 1 | Date |  |  | 2024-09-30 15:41 |  | * | [6 empty] | 1 |  | 1 | 0 |  | 0 | 43 |  |  | * |  |  | None | *
6 | - IP-58095 | SUPRASEC 2026 - HUNTSMAN, PANEL LAMINATING ADHESIVE | 0 | Sub-assembly | Active |  | 1 | 1 |  |  |  | Item | 1 | EA | 100 | 1 | 1 | Date |  |  | 2024-09-30 15:41 |  | * | [6 empty] | 1 |  | 1 | 0 |  | 0 | 27 |  |  | * |  |  | None | *
7 | 85-ADH-SUPR2026 | SUPRASEC 2026 - HUNTSMAN, PANEL LAMINATING ADHESIVE | 0 | Purchased Item | Active |  | 1 | 1 |  |  |  | Item | 39.4026 | SFT | 100 | 1 | 39.4026 | Date |  |  | 2024-09-30 15:41 |  | * | [6 empty] | 39.4026 |  | 1 | 25 |  | 0 | 26 |  |  | * |  |  | None | *
6 | - IP-58092 | 20ga SS 304L Solid coil 60 | 0 | Sub-assembly | Active |  | 2 | 1 |  |  |  | Item | 1 | EA | 100 | 1 | 1 | Date |  |  | 2024-09-30 15:41 |  | * | [6 empty] | 1 |  | 1 | 0 |  | 0 | 22 |  |  | * |  |  | None | *
7 | 46-PRPCSS0420G0 | 304L S/S 20GA WIDTH 44.488" EXTERIOR: CLEAR CONDUCTIVE GLOSS ONLY, INTERIOR:EPOXY PRIMER | 0 | Purchased Item | Active |  | 1 | 1 |  |  |  | Item | 39.719 | SFT | 100 | 1 | 39.719 | Date |  |  | 2024-09-30 15:41 |  | * | [6 empty] | 39.719 |  | 1 | 20 |  | 0 | 21 |  |  | * |  |  | None | *
6 | - IP-58094 | DALTOFOAM TR 42100- HUNTSMAN, PANEL LAMINATING ADHESIVE | 0 | Sub-assembly | Active |  | 3 | 1 |  |  |  | Item | 1 | EA | 100 | 1 | 1 | Date |  |  | 2024-09-30 15:41 |  | * | [6 empty] | 1 |  | 1 | 0 |  | 0 | 42 |  |  | * |  |  | None | *
7 | 85-ADH-DAL42100 | DALTOFOAM TR 42100- HUNTSMAN, PANEL LAMINATING ADHESIVE | 0 | Purchased Item | Active |  | 1 | 1 |  |  |  | Item | 39.4026 | SFT | 100 | 1 | 39.4026 | Date |  |  | 2024-09-30 15:41 |  | * | [6 empty] | 39.4026 |  | 1 | 40 |  | 0 | 41 |  |  | * |  |  | None | *
6 | - IP-58093 | 20ga GA Jkt coil 60 | 0 | Sub-assembly | Active |  | 4 | 1 |  |  |  | Item | 1 | EA | 100 | 1 | 1 | Date |  |  | 2024-09-30 15:41 |  | * | [6 empty] | 1 |  | 1 | 0 |  | 0 | 17 |  |  | * |  |  | None | *
7 | 46-GALC-A620G44 | STEEL,JKT,A60,20GA,44.488" COIL, +/- 0.078" | 0 | Purchased Item | Active |  | 1 | 1 |  |  |  | Item | 41.2497 | SFT | 100 | 1 | 41.2497 | Date |  |  | 2024-09-30 15:41 |  | * | [6 empty] | 41.2497 |  | 1 | 15 |  | 0 | 16 |  |  | * |  |  | None | *
6 | - IP-58091 | R-max Polyisocyanurate Foam Board, 2.5lbs/ft3, GRF faced, 2.83 - 2.95 ( +/- .060) thick, 43 x 120 | 0 | Sub-assembly | Active |  | 5 | 1 |  |  |  | Item | 1 | EA | 100 | 1 | 1 | Date |  |  | 2024-09-30 15:41 |  | * | [6 empty] | 1 |  | 1 | 0 |  | 0 | 17 |  |  | * |  |  | None | *
7 | 35-INSU-RM34312 | R-MAX POLYISOCYANURATE FOAM BOARD, 2.5LBS/FT3, GRF FACED, 2.83 - 2.95 ( +/- .060)” THICK, 43 X 120” | 0 | Purchased Item | Active |  | 1 | 1 |  |  |  | Item | 38 | SFT | 100 | 1 | 38 | Date |  |  | 2024-09-30 15:41 |  | * | [6 empty] | 38 |  | 1 | 15 |  | 0 | 16 |  |  | * |  |  | None | *
6 | IP-58090_DOC | Foam Panel 3in | 0 | Reference Item - Document Management | Active |  | 99999 | 1 |  |  |  | Item | 1 | EA | 100 | 1 | 1 | Date |  |  | 2024-09-30 15:41 |  | * | [6 empty] | 1 |  | 1 |  |  | 0 | 0 | [5 empty] | None
4 | - IP-60459 | 16ga SS 304L Solid coil 60 | 0 | Sub-assembly | Active |  | 15 | 1 |  |  |  | Item | 2 | EA | 100 | 1 | 2 | Date |  |  | 2024-09-30 15:41 |  | * | [6 empty] | 2 |  | 1 | 0.064923 |  | 0.064923 | 12.0649 |  |  | * |  |  | None | *
5 | 45-304L-C0110 | STEEL,304-L S/S,16 GA,60" COIL | 0 | Purchased Item | Active |  | 1 | 1 |  |  |  | Item | 0.72 | SFT | 100 | 1 | 1.44 | Date |  |  | 2024-09-30 15:41 |  | * | [6 empty] | 1.44 |  | 1 | 10 |  | 0 | 11 |  |  | * |  |  | None | *
5 | IP-60459_DOC | 16ga SS 304L Solid coil 60. | B | Reference Item - Document Management | Active |  | 99999 | 1 |  |  |  | Item | 1 | EA | 100 | 1 | 2 | Date |  |  | 2024-09-30 15:41 |  | * | [6 empty] | 2 |  | 1 |  |  | 0 | 0 | [5 empty] | None
4 | 75-SCRW-S142034 | SCREW 1 4 X 20 X 3-4 | 0 | Purchased Item | Active |  | 16 | 1 |  |  |  | Item | 154 | EA | 100 | 1 | 154 | Date |  |  | 2024-09-30 15:41 |  | * | [6 empty] | 154 |  | 1 | 60 |  | 0 | 61 |  |  | * |  |  | None | *
4 | 75-NH-1420-P | ZINC PLATED-COURSE THREADS-HEX NUT-1/4" -20 THREADS PER INCH | 0 | Purchased Item | Active |  | 17 | 1 |  |  |  | Item | 158 | EA | 100 | 1 | 158 | Date |  |  | 2024-09-30 15:41 |  | * | [6 empty] | 158 |  | 1 | 35 |  | 0 | 36 |  |  | * |  |  | None | *
4 | - IP-60184 | STEEL,JKT,A60,12GA,60x120 | 0 | Sub-assembly | Active |  | 18 | 1 |  |  |  | Item | 4 | EA | 100 | 1 | 4 | Date |  |  | 2024-09-30 15:41 |  | * | [6 empty] | 4 |  | 1 | 0.064923 |  | 0.064923 | 17.0649 |  |  | * |  |  | None | *
5 | 45-GALV-0130 | STEEL,JKT,A60,12GA,60X120 | 0 | Purchased Item | Active |  | 1 | 1 |  |  |  | Item | 5.967 | SFT | 100 | 1 | 23.868 | Date |  |  | 2024-09-30 15:41 |  | * | [6 empty] | 23.868 |  | 1 | 15 |  | 0 | 16 |  |  | * |  |  | None | *
5 | IP-60184_DOC | STEEL,JKT,A60,12GA,60x120. | B | Reference Item - Document Management | Active |  | 18 | 1 |  |  |  | Item | 1 | EA | 100 | 1 | 4 | Date |  |  | 2024-09-30 15:41 |  | * | [6 empty] | 4 |  | 1 |  |  | 0 | 0 | [5 empty] | None
4 | - IP-60461 | 16ga SS 304L Solid coil 60 | 0 | Sub-assembly | Active |  | 19 | 1 |  |  |  | Item | 2 | EA | 100 | 1 | 2 | Date |  |  | 2024-09-30 15:41 |  | * | [6 empty] | 2 |  | 1 | 0.064923 |  | 0.064923 | 12.0649 |  |  | * |  |  | None | *
5 | 45-304L-C0110 | STEEL,304-L S/S,16 GA,60" COIL | 0 | Purchased Item | Active |  | 1 | 1 |  |  |  | Item | 0.72 | SFT | 100 | 1 | 1.44 | Date |  |  | 2024-09-30 15:41 |  | * | [6 empty] | 1.44 |  | 1 | 10 |  | 0 | 11 |  |  | * |  |  | None | *
5 | IP-60461_DOC | 16ga SS 304L Solid coil 60. | B | Reference Item - Document Management | Active |  | 99999 | 1 |  |  |  | Item | 1 | EA | 100 | 1 | 2 | Date |  |  | 2024-09-30 15:41 |  | * | [6 empty] | 2 |  | 1 |  |  | 0 | 0 | [5 empty] | None
4 | - IP-60185 | STEEL,JKT,A60,12GA,60x120 | 0 | Sub-assembly | Active |  | 20 | 1 |  |  |  | Item | 1 | EA | 100 | 1 | 1 | Date |  |  | 2024-09-30 15:41 |  | * | [6 empty] | 1 |  | 1 | 0.064923 |  | 0.064923 | 51.0649 |  |  | * |  |  | None | *
5 | 45-GALV-0130 | STEEL,JKT,A60,12GA,60X120 | 0 | Purchased Item | Active |  | 1 | 1 |  |  |  | Item | 5.967 | SFT | 100 | 1 | 5.967 | Date |  |  | 2024-09-30 15:41 |  | * | [6 empty] | 5.967 |  | 1 | 15 |  | 0 | 16 |  |  | * |  |  | None | *
5 | IP-60185_DOC | STEEL,JKT,A60,12GA,60x120. | C | Reference Item - Document Management | Active |  | 19 | 1 |  |  |  | Item | 1 | EA | 100 | 1 | 1 | Date |  |  | 2024-09-30 15:41 |  | * | [6 empty] | 1 |  | 1 | 50 |  | 0 | 50 | [5 empty] | None
4 | - IP-60188 | 16ga GA Brt coil 60 | 0 | Sub-assembly | Active |  | 21 | 1 |  |  |  | Item | 2 | EA | 100 | 1 | 2 | Date |  |  | 2024-09-30 15:41 |  | * | [6 empty] | 2 |  | 1 | 0.064923 |  | 0.064923 | 17.0649 |  |  | * |  |  | None | *
5 | 45-GALV-0135 | STEEL,JKT,A60,12GA,60X144 | 0 | Purchased Item | Active |  | 1 | 1 |  |  |  | Item | 6.083 | SFT | 100 | 1 | 12.166 | Date |  |  | 2024-09-30 15:41 |  | * | [6 empty] | 12.166 |  | 1 | 15 |  | 0 | 16 |  |  | * |  |  | None | *
5 | IP-60188_DOC | 16ga GA Brt coil 60. | B | Reference Item - Document Management | Active |  | 48 | 1 |  |  |  | Item | 1 | EA | 100 | 1 | 2 | Date |  |  | 2024-09-30 15:41 |  | * | [6 empty] | 2 |  | 1 |  |  | 0 | 0 | [5 empty] | None
4 | - IP-60187 | 16ga GA Brt coil 60 | 0 | Sub-assembly | Active |  | 22 | 1 |  |  |  | Item | 2 | EA | 100 | 1 | 2 | Date |  |  | 2024-09-30 15:41 |  | * | [6 empty] | 2 |  | 1 | 0.064923 |  | 0.064923 | 17.0649 |  |  | * |  |  | None | *
5 | 45-GALV-0135 | STEEL,JKT,A60,12GA,60X144 | 0 | Purchased Item | Active |  | 1 | 1 |  |  |  | Item | 6.083 | SFT | 100 | 1 | 12.166 | Date |  |  | 2024-09-30 15:41 |  | * | [6 empty] | 12.166 |  | 1 | 15 |  | 0 | 16 |  |  | * |  |  | None | *
5 | IP-60187_DOC | 16ga GA Brt coil 60. | B | Reference Item - Document Management | Active |  | 47 | 1 |  |  |  | Item | 1 | EA | 100 | 1 | 2 | Date |  |  | 2024-09-30 15:41 |  | * | [6 empty] | 2 |  | 1 |  |  | 0 | 0 | [5 empty] | None
4 | - IP-60462 | 16ga GA Brt coil 60 | 0 | Sub-assembly | Active |  | 23 | 1 |  |  |  | Item | 2 | EA | 100 | 1 | 2 | Date |  |  | 2024-09-30 15:41 |  | * | [6 empty] | 2 |  | 1 | 0.064923 |  | 0.064923 | 17.0649 |  |  | * |  |  | None | *
5 | 45-GALC-0275 | STEEL,GALV,G90,16 GA,60" COIL | 0 | Purchased Item | Active |  | 1 | 1 |  |  |  | Item | 0.72 | SFT | 100 | 1 | 1.44 | Date |  |  | 2024-09-30 15:41 |  | * | [6 empty] | 1.44 |  | 1 | 15 |  | 0 | 16 |  |  | * |  |  | None | *
5 | IP-60462_DOC | 16ga GA Brt coil 60. | B | Reference Item - Document Management | Active |  | 99999 | 1 |  |  |  | Item | 1 | EA | 100 | 1 | 2 | Date |  |  | 2024-09-30 15:41 |  | * | [6 empty] | 2 |  | 1 |  |  | 0 | 0 | [5 empty] | None
4 | - IP-60268 | 16ga GA Brt coil 60 | 0 | Sub-assembly | Active |  | 24 | 1 |  |  |  | Item | 8 | EA | 100 | 1 | 8 | Date |  |  | 2024-09-30 15:41 |  | * | [6 empty] | 8 |  | 1 | 0.064923 |  | 0.064923 | 51.0649 |  |  | * |  |  | None | *
5 | 45-GALC-0275 | STEEL,GALV,G90,16 GA,60" COIL | 0 | Purchased Item | Active |  | 1 | 1 |  |  |  | Item | 2.54 | SFT | 100 | 1 | 20.32 | Date |  |  | 2024-09-30 15:41 |  | * | [6 empty] | 20.32 |  | 1 | 15 |  | 0 | 16 |  |  | * |  |  | None | *
5 | IP-60268_DOC | 16ga GA Brt coil 60. | B | Reference Item - Document Management | Active |  | 20 | 1 |  |  |  | Item | 1 | EA | 100 | 1 | 8 | Date |  |  | 2024-09-30 15:41 |  | * | [6 empty] | 8 |  | 1 | 50 |  | 0 | 50 | [5 empty] | None
4 | - IP-58690 | 16ga GA Brt coil 60 | 0 | Sub-assembly | Active |  | 25 | 1 |  |  |  | Item | 1 | EA | 100 | 1 | 1 | Date |  |  | 2024-09-30 15:41 |  | * | [6 empty] | 1 |  | 1 | 0.064923 |  | 0.064923 | 41.0649 |  |  | * |  |  | None | *
5 | 45-GALC-0275 | STEEL,GALV,G90,16 GA,60" COIL | 0 | Purchased Item | Active |  | 1 | 1 |  |  |  | Item | 1 | SFT | 100 | 1 | 1 | Date |  |  | 2024-09-30 15:41 |  | * | [6 empty] | 1 |  | 1 | 15 |  | 0 | 16 |  |  | * |  |  | None | *
5 | IP-58690_DOC | 16ga GA Brt coil 60. | B | Reference Item - Document Management | Active |  | 6 | 1 |  |  |  | Item | 1 | EA | 100 | 1 | 1 | Date |  |  | 2024-09-30 15:41 |  | * | [6 empty] | 1 |  | 1 | 40 |  | 0 | 40 | [5 empty] | None
4 | - MCYSC4-SMA-59495 | COLLAR 1 - MSF CYS06 COLO4 LOWER SECTION | 0 | Sub-assembly | Active |  | 26 | 1 |  |  |  | Item | 2 | EA | 100 | 1 | 2 | Date |  |  | 2024-09-30 15:41 |  | * | [6 empty] | 2 |  | 1 | 0 |  | 0.064923 | 13.0649 |  |  | * |  |  | None | *
5 | - IP-59494 | 16ga SS 304L Solid coil 60 | 0 | Sub-assembly | Active |  | 1 | 1 |  |  |  | Item | 2 | EA | 100 | 1 | 4 | Date |  |  | 2024-09-30 15:41 |  | * | [6 empty] | 4 |  | 1 | 0.024346 |  | 0.024346 | 12.0243 |  |  | * |  |  | None | *
6 | 45-304L-C0110 | STEEL,304-L S/S,16 GA,60" COIL | 0 | Purchased Item | Active |  | 1 | 1 |  |  |  | Item | 4.929 | SFT | 100 | 1 | 19.716 | Date |  |  | 2024-09-30 15:41 |  | * | [6 empty] | 19.716 |  | 1 | 10 |  | 0 | 11 |  |  | * |  |  | None | *
6 | IP-59494_DOC | 16ga SS 304L Solid coil 60. | B | Reference Item - Document Management | Active |  | 46 | 1 |  |  |  | Item | 1 | EA | 100 | 1 | 4 | Date |  |  | 2024-09-30 15:41 |  | * | [6 empty] | 4 |  | 1 |  |  | 0 | 0 | [5 empty] | None
5 | - IP-59493 | 16ga SS 304L Solid coil 60 | 0 | Sub-assembly | Active |  | 2 | 1 |  |  |  | Item | 2 | EA | 100 | 1 | 4 | Date |  |  | 2024-09-30 15:41 |  | * | [6 empty] | 4 |  | 1 | 0.064923 |  | 0.064923 | 12.0649 |  |  | * |  |  | None | *
6 | 45-304L-C0110 | STEEL,304-L S/S,16 GA,60" COIL | 0 | Purchased Item | Active |  | 1 | 1 |  |  |  | Item | 3.127 | SFT | 100 | 1 | 12.508 | Date |  |  | 2024-09-30 15:41 |  | * | [6 empty] | 12.508 |  | 1 | 10 |  | 0 | 11 |  |  | * |  |  | None | *
6 | IP-59493_DOC | 16ga SS 304L Solid coil 60. | B | Reference Item - Document Management | Active |  | 45 | 1 |  |  |  | Item | 1 | EA | 100 | 1 | 4 | Date |  |  | 2024-09-30 15:41 |  | * | [6 empty] | 4 |  | 1 |  |  | 0 | 0 | [5 empty] | None
4 | 75-SCWH-14-114 | 1/4-14x1 1/4" SELF DRILL S.H.W PL | 0 | Purchased Item | Active |  | 27 | 1 |  |  |  | Item | 379 | EA | 100 | 1 | 379 | Date |  |  | 2024-09-30 15:41 |  | * | [6 empty] | 379 |  | 1 | 20 |  | 0 | 21 |  |  | * |  |  | None | *
4 | - MCYSC4-SMA-58240 | FOAM PANEL - LOWER RIGHT SIDE ASSY 1 | 0 | Sub-assembly | Active |  | 28 | 1 |  |  |  | Item | 1 | EA | 100 | 1 | 1 | Date |  |  | 2024-09-30 15:41 |  | * | [6 empty] | 1 |  | 1 | 0 |  | 0.064923 | 102.0649 |  |  | * |  |  | None | *
5 | - IP-59068 | 16ga GA Brt coil 60 | 0 | Sub-assembly | Active |  | 1 | 1 |  |  |  | Item | 2 | EA | 100 | 1 | 2 | Date |  |  | 2024-09-30 15:41 |  | * | [6 empty] | 2 |  | 1 | 0.064923 |  | 0.064923 | 12.0649 |  |  | * |  |  | None | *
6 | 45-304L-C0110 | STEEL,304-L S/S,16 GA,60" COIL | 0 | Purchased Item | Active |  | 1 | 1 |  |  |  | Item | 3.7755 | SFT | 100 | 1 | 7.5509 | Date |  |  | 2024-09-30 15:41 |  | * | [6 empty] | 7.5509 |  | 1 | 10 |  | 0 | 11 |  |  | * |  |  | None | *
6 | IP-59068_DOC | 16ga GA Brt coil 60. | B | Reference Item - Document Management | Active |  | 33 | 1 |  |  |  | Item | 1 | EA | 100 | 1 | 2 | Date |  |  | 2024-09-30 15:41 |  | * | [6 empty] | 2 |  | 1 |  |  | 0 | 0 | [5 empty] | None
5 | - IP-59077 | 16ga GA Jkt coil 60 | 0 | Sub-assembly | Active |  | 2 | 1 |  |  |  | Item | 2 | EA | 100 | 1 | 2 | Date |  |  | 2024-09-30 15:41 |  | * | [6 empty] | 2 |  | 1 | 0.064923 |  | 0.064923 | 17.0649 |  |  | * |  |  | None | *
6 | 45-GALC-0225 | STEEL,JKT,A60,16 GA,60" COIL | 0 | Purchased Item | Active |  | 1 | 1 |  |  |  | Item | 2.2527 | SFT | 100 | 1 | 4.5053 | Date |  |  | 2024-09-30 15:41 |  | * | [6 empty] | 4.5053 |  | 1 | 15 |  | 0 | 16 |  |  | * |  |  | None | *
6 | IP-59077_DOC | 16ga GA Jkt coil 60. | B | Reference Item - Document Management | Active |  | 40 | 1 |  |  |  | Item | 1 | EA | 100 | 1 | 2 | Date |  |  | 2024-09-30 15:41 |  | * | [6 empty] | 2 |  | 1 |  |  | 0 | 0 | [5 empty] | None
5 | - IP-59063 | 16ga GA Brt coil 60 | 0 | Sub-assembly | Active |  | 3 | 1 |  |  |  | Item | 2 | EA | 100 | 1 | 2 | Date |  |  | 2024-09-30 15:41 |  | * | [6 empty] | 2 |  | 1 | 0.064923 |  | 0.064923 | 12.0649 |  |  | * |  |  | None | *
6 | 45-304L-C0110 | STEEL,304-L S/S,16 GA,60" COIL | 0 | Purchased Item | Active |  | 1 | 1 |  |  |  | Item | 0.23589 | SFT | 100 | 1 | 0.47178 | Date |  |  | 2024-09-30 15:41 |  | * | [6 empty] | 0.47178 |  | 1 | 10 |  | 0 | 11 |  |  | * |  |  | None | *
6 | IP-59063_DOC | 16ga GA Brt coil 60. | B | Reference Item - Document Management | Active |  | 30 | 1 |  |  |  | Item | 1 | EA | 100 | 1 | 2 | Date |  |  | 2024-09-30 15:41 |  | * | [6 empty] | 2 |  | 1 |  |  | 0 | 0 | [5 empty] | None
5 | - IP-60264 | Foam Panel 3in | 0 | Sub-assembly | Active |  | 5 | 1 |  |  |  | Item | 1 | EA | 100 | 1 | 1 | Date |  |  | 2024-09-30 15:41 |  | * | [6 empty] | 1 |  | 1 | 0 |  | 0 | 43 |  |  | * |  |  | None | *
6 | - IP-60265 | 20ga GA Jkt coil 60 | 0 | Sub-assembly | Active |  | 1 | 1 |  |  |  | Item | 1 | EA | 100 | 1 | 1 | Date |  |  | 2024-09-30 15:41 |  | * | [6 empty] | 1 |  | 1 | 0 |  | 0 | 17 |  |  | * |  |  | None | *
7 | 46-GALC-A620G44 | STEEL,JKT,A60,20GA,44.488" COIL, +/- 0.078" | 0 | Purchased Item | Active |  | 1 | 1 |  |  |  | Item | 5.3208 | SFT | 100 | 1 | 5.3208 | Date |  |  | 2024-09-30 15:41 |  | * | [6 empty] | 5.3208 |  | 1 | 15 |  | 0 | 16 |  |  | * |  |  | None | *
6 | - IP-58243 | 20ga SS 304L Solid coil 60 | 0 | Sub-assembly | Active |  | 2 | 1 |  |  |  | Item | 1 | EA | 100 | 1 | 1 | Date |  |  | 2024-09-30 15:41 |  | * | [6 empty] | 1 |  | 1 | 0 |  | 0 | 22 |  |  | * |  |  | None | *
7 | 46-PRPCSS0420G0 | 304L S/S 20GA WIDTH 44.488" EXTERIOR: CLEAR CONDUCTIVE GLOSS ONLY, INTERIOR:EPOXY PRIMER | 0 | Purchased Item | Active |  | 1 | 1 |  |  |  | Item | 5.13 | SFT | 100 | 1 | 5.13 | Date |  |  | 2024-09-30 15:41 |  | * | [6 empty] | 5.13 |  | 1 | 20 |  | 0 | 21 |  |  | * |  |  | None | *
6 | - IP-58246 | SUPRASEC 2026 - HUNTSMAN, PANEL LAMINATING ADHESIVE | 0 | Sub-assembly | Active |  | 3 | 1 |  |  |  | Item | 1 | EA | 100 | 1 | 1 | Date |  |  | 2024-09-30 15:41 |  | * | [6 empty] | 1 |  | 1 | 0 |  | 0 | 27 |  |  | * |  |  | None | *
7 | 85-ADH-SUPR2026 | SUPRASEC 2026 - HUNTSMAN, PANEL LAMINATING ADHESIVE | 0 | Purchased Item | Active |  | 1 | 1 |  |  |  | Item | 5.1386 | SFT | 100 | 1 | 5.1386 | Date |  |  | 2024-09-30 15:41 |  | * | [6 empty] | 5.1386 |  | 1 | 25 |  | 0 | 26 |  |  | * |  |  | None | *
6 | - IP-58245 | DALTOFOAM TR 42100- HUNTSMAN, PANEL LAMINATING ADHESIVE | 0 | Sub-assembly | Active |  | 4 | 1 |  |  |  | Item | 1 | EA | 100 | 1 | 1 | Date |  |  | 2024-09-30 15:41 |  | * | [6 empty] | 1 |  | 1 | 0 |  | 0 | 42 |  |  | * |  |  | None | *
7 | 85-ADH-DAL42100 | DALTOFOAM TR 42100- HUNTSMAN, PANEL LAMINATING ADHESIVE | 0 | Purchased Item | Active |  | 1 | 1 |  |  |  | Item | 5.1386 | SFT | 100 | 1 | 5.1386 | Date |  |  | 2024-09-30 15:41 |  | * | [6 empty] | 5.1386 |  | 1 | 40 |  | 0 | 41 |  |  | * |  |  | None | *
6 | - IP-58242 | R-max Polyisocyanurate Foam Board, 2.5lbs/ft3, GRF faced, 2.83 - 2.95 ( +/- .060) thick, 43 x 120 | 0 | Sub-assembly | Active |  | 5 | 1 |  |  |  | Item | 1 | EA | 100 | 1 | 1 | Date |  |  | 2024-09-30 15:41 |  | * | [6 empty] | 1 |  | 1 | 0 |  | 0 | 17 |  |  | * |  |  | None | *
7 | 35-INSU-RM34312 | R-MAX POLYISOCYANURATE FOAM BOARD, 2.5LBS/FT3, GRF FACED, 2.83 - 2.95 ( +/- .060)” THICK, 43 X 120” | 0 | Purchased Item | Active |  | 1 | 1 |  |  |  | Item | 5 | SFT | 100 | 1 | 5 | Date |  |  | 2024-09-30 15:41 |  | * | [6 empty] | 5 |  | 1 | 15 |  | 0 | 16 |  |  | * |  |  | None | *
6 | IP-60264_DOC | Foam Panel 3in | 0 | Reference Item - Document Management | Active |  | 99999 | 1 |  |  |  | Item | 1 | EA | 100 | 1 | 1 | Date |  |  | 2024-09-30 15:41 |  | * | [6 empty] | 1 |  | 1 |  |  | 0 | 0 | [5 empty] | None
5 | - IP-58247 | Foam Panel 3in | 0 | Sub-assembly | Active |  | 6 | 1 |  |  |  | Item | 1 | EA | 100 | 1 | 1 | Date |  |  | 2024-09-30 15:41 |  | * | [6 empty] | 1 |  | 1 | 0 |  | 0 | 43 |  |  | * |  |  | None | *
6 | - IP-58250 | 20ga GA Jkt coil 60 | 0 | Sub-assembly | Active |  | 1 | 1 |  |  |  | Item | 1 | EA | 100 | 1 | 1 | Date |  |  | 2024-09-30 15:41 |  | * | [6 empty] | 1 |  | 1 | 0 |  | 0 | 17 |  |  | * |  |  | None | *
7 | 46-GALC-A620G44 | STEEL,JKT,A60,20GA,44.488" COIL, +/- 0.078" | 0 | Purchased Item | Active |  | 1 | 1 |  |  |  | Item | 4.7335 | SFT | 100 | 1 | 4.7335 | Date |  |  | 2024-09-30 15:41 |  | * | [6 empty] | 4.7335 |  | 1 | 15 |  | 0 | 16 |  |  | * |  |  | None | *
6 | - IP-58248 | R-max Polyisocyanurate Foam Board, 2.5lbs/ft3, GRF faced, 2.83 - 2.95 ( +/- .060) thick, 43 x 120 | 0 | Sub-assembly | Active |  | 2 | 1 |  |  |  | Item | 1 | EA | 100 | 1 | 1 | Date |  |  | 2024-09-30 15:41 |  | * | [6 empty] | 1 |  | 1 | 0 |  | 0 | 17 |  |  | * |  |  | None | *
7 | 35-INSU-RM34312 | R-MAX POLYISOCYANURATE FOAM BOARD, 2.5LBS/FT3, GRF FACED, 2.83 - 2.95 ( +/- .060)” THICK, 43 X 120” | 0 | Purchased Item | Active |  | 1 | 1 |  |  |  | Item | 2 | SFT | 100 | 1 | 2 | Date |  |  | 2024-09-30 15:41 |  | * | [6 empty] | 2 |  | 1 | 15 |  | 0 | 16 |  |  | * |  |  | None | *
6 | - IP-58252 | SUPRASEC 2026 - HUNTSMAN, PANEL LAMINATING ADHESIVE | 0 | Sub-assembly | Active |  | 3 | 1 |  |  |  | Item | 1 | EA | 100 | 1 | 1 | Date |  |  | 2024-09-30 15:41 |  | * | [6 empty] | 1 |  | 1 | 0 |  | 0 | 27 |  |  | * |  |  | None | *
7 | 85-ADH-SUPR2026 | SUPRASEC 2026 - HUNTSMAN, PANEL LAMINATING ADHESIVE | 0 | Purchased Item | Active |  | 1 | 1 |  |  |  | Item | 3.9238 | SFT | 100 | 1 | 3.9238 | Date |  |  | 2024-09-30 15:41 |  | * | [6 empty] | 3.9238 |  | 1 | 25 |  | 0 | 26 |  |  | * |  |  | None | *
6 | - IP-58251 | DALTOFOAM TR 42100- HUNTSMAN, PANEL LAMINATING ADHESIVE | 0 | Sub-assembly | Active |  | 4 | 1 |  |  |  | Item | 1 | EA | 100 | 1 | 1 | Date |  |  | 2024-09-30 15:41 |  | * | [6 empty] | 1 |  | 1 | 0 |  | 0 | 42 |  |  | * |  |  | None | *
7 | 85-ADH-DAL42100 | DALTOFOAM TR 42100- HUNTSMAN, PANEL LAMINATING ADHESIVE | 0 | Purchased Item | Active |  | 1 | 1 |  |  |  | Item | 3.9238 | SFT | 100 | 1 | 3.9238 | Date |  |  | 2024-09-30 15:41 |  | * | [6 empty] | 3.9238 |  | 1 | 40 |  | 0 | 41 |  |  | * |  |  | None | *
6 | - IP-58249 | 20ga SS 304L Solid coil 60 | 0 | Sub-assembly | Active |  | 5 | 1 |  |  |  | Item | 1 | EA | 100 | 1 | 1 | Date |  |  | 2024-09-30 15:41 |  | * | [6 empty] | 1 |  | 1 | 0 |  | 0 | 22 |  |  | * |  |  | None | *
7 | 46-PRPCSS0420G0 | 304L S/S 20GA WIDTH 44.488" EXTERIOR: CLEAR CONDUCTIVE GLOSS ONLY, INTERIOR:EPOXY PRIMER | 0 | Purchased Item | Active |  | 1 | 1 |  |  |  | Item | 3.92 | SFT | 100 | 1 | 3.92 | Date |  |  | 2024-09-30 15:41 |  | * | [6 empty] | 3.92 |  | 1 | 20 |  | 0 | 21 |  |  | * |  |  | None | *
6 | IP-58247_DOC | Foam Panel 3in | 0 | Reference Item - Document Management | Active |  | 99999 | 1 |  |  |  | Item | 1 | EA | 100 | 1 | 1 | Date |  |  | 2024-09-30 15:41 |  | * | [6 empty] | 1 |  | 1 | 30 |  | 0 | 30 | [5 empty] | None
5 | - IP-59075 | 16ga GA Jkt coil 60 | 0 | Sub-assembly | Active |  | 7 | 1 |  |  |  | Item | 2 | EA | 100 | 1 | 2 | Date |  |  | 2024-09-30 15:41 |  | * | [6 empty] | 2 |  | 1 | 0.064923 |  | 0.064923 | 17.0649 |  |  | * |  |  | None | *
6 | 45-GALC-0225 | STEEL,JKT,A60,16 GA,60" COIL | 0 | Purchased Item | Active |  | 1 | 1 |  |  |  | Item | 2.2527 | SFT | 100 | 1 | 4.5053 | Date |  |  | 2024-09-30 15:41 |  | * | [6 empty] | 4.5053 |  | 1 | 15 |  | 0 | 16 |  |  | * |  |  | None | *
6 | IP-59075_DOC | 16ga GA Jkt coil 60. | B | Reference Item - Document Management | Active |  | 39 | 1 |  |  |  | Item | 1 | EA | 100 | 1 | 2 | Date |  |  | 2024-09-30 15:41 |  | * | [6 empty] | 2 |  | 1 | 5 |  | 0 | 5 | [5 empty] | None
5 | - IP-59062 | 16ga GA Brt coil 60 | 0 | Sub-assembly | Active |  | 8 | 1 |  |  |  | Item | 2 | EA | 100 | 1 | 2 | Date |  |  | 2024-09-30 15:41 |  | * | [6 empty] | 2 |  | 1 | 0.064923 |  | 0.064923 | 12.0649 |  |  | * |  |  | None | *
6 | 45-304L-C0110 | STEEL,304-L S/S,16 GA,60" COIL | 0 | Purchased Item | Active |  | 1 | 1 |  |  |  | Item | 3.7755 | SFT | 100 | 1 | 7.5509 | Date |  |  | 2024-09-30 15:41 |  | * | [6 empty] | 7.5509 |  | 1 | 10 |  | 0 | 11 |  |  | * |  |  | None | *
6 | IP-59062_DOC | 16ga GA Brt coil 60. | B | Reference Item - Document Management | Active |  | 29 | 1 |  |  |  | Item | 1 | EA | 100 | 1 | 2 | Date |  |  | 2024-09-30 15:41 |  | * | [6 empty] | 2 |  | 1 |  |  | 0 | 0 | [5 empty] | None
5 | - IP-58259 | Foam Panel 3in | 0 | Sub-assembly | Active |  | 9 | 1 |  |  |  | Item | 1 | EA | 100 | 1 | 1 | Date |  |  | 2024-09-30 15:41 |  | * | [6 empty] | 1 |  | 1 | 0 |  | 0 | 43 |  |  | * |  |  | None | *
6 | - IP-58243 | 20ga SS 304L Solid coil 60 | 0 | Sub-assembly | Active |  | 1 | 1 |  |  |  | Item | 1 | EA | 100 | 1 | 1 | Date |  |  | 2024-09-30 15:41 |  | * | [6 empty] | 1 |  | 1 | 0 |  | 0 | 22 |  |  | * |  |  | None | *
7 | 46-PRPCSS0420G0 | 304L S/S 20GA WIDTH 44.488" EXTERIOR: CLEAR CONDUCTIVE GLOSS ONLY, INTERIOR:EPOXY PRIMER | 0 | Purchased Item | Active |  | 1 | 1 |  |  |  | Item | 5.13 | SFT | 100 | 1 | 5.13 | Date |  |  | 2024-09-30 15:41 |  | * | [6 empty] | 5.13 |  | 1 | 20 |  | 0 | 21 |  |  | * |  |  | None | *
6 | - IP-58246 | SUPRASEC 2026 - HUNTSMAN, PANEL LAMINATING ADHESIVE | 0 | Sub-assembly | Active |  | 2 | 1 |  |  |  | Item | 1 | EA | 100 | 1 | 1 | Date |  |  | 2024-09-30 15:41 |  | * | [6 empty] | 1 |  | 1 | 0 |  | 0 | 27 |  |  | * |  |  | None | *
7 | 85-ADH-SUPR2026 | SUPRASEC 2026 - HUNTSMAN, PANEL LAMINATING ADHESIVE | 0 | Purchased Item | Active |  | 1 | 1 |  |  |  | Item | 5.1386 | SFT | 100 | 1 | 5.1386 | Date |  |  | 2024-09-30 15:41 |  | * | [6 empty] | 5.1386 |  | 1 | 25 |  | 0 | 26 |  |  | * |  |  | None | *
6 | - IP-60263 | 20ga GA Jkt coil 60 | 0 | Sub-assembly | Active |  | 3 | 1 |  |  |  | Item | 1 | EA | 100 | 1 | 1 | Date |  |  | 2024-09-30 15:41 |  | * | [6 empty] | 1 |  | 1 | 0 |  | 0 | 17 |  |  | * |  |  | None | *
7 | 46-GALC-A620G44 | STEEL,JKT,A60,20GA,44.488" COIL, +/- 0.078" | 0 | Purchased Item | Active |  | 1 | 1 |  |  |  | Item | 5.3208 | SFT | 100 | 1 | 5.3208 | Date |  |  | 2024-09-30 15:41 |  | * | [6 empty] | 5.3208 |  | 1 | 15 |  | 0 | 16 |  |  | * |  |  | None | *
6 | - IP-58245 | DALTOFOAM TR 42100- HUNTSMAN, PANEL LAMINATING ADHESIVE | 0 | Sub-assembly | Active |  | 4 | 1 |  |  |  | Item | 1 | EA | 100 | 1 | 1 | Date |  |  | 2024-09-30 15:41 |  | * | [6 empty] | 1 |  | 1 | 0 |  | 0 | 42 |  |  | * |  |  | None | *
7 | 85-ADH-DAL42100 | DALTOFOAM TR 42100- HUNTSMAN, PANEL LAMINATING ADHESIVE | 0 | Purchased Item | Active |  | 1 | 1 |  |  |  | Item | 5.1386 | SFT | 100 | 1 | 5.1386 | Date |  |  | 2024-09-30 15:41 |  | * | [6 empty] | 5.1386 |  | 1 | 40 |  | 0 | 41 |  |  | * |  |  | None | *
6 | - IP-58242 | R-max Polyisocyanurate Foam Board, 2.5lbs/ft3, GRF faced, 2.83 - 2.95 ( +/- .060) thick, 43 x 120 | 0 | Sub-assembly | Active |  | 5 | 1 |  |  |  | Item | 1 | EA | 100 | 1 | 1 | Date |  |  | 2024-09-30 15:41 |  | * | [6 empty] | 1 |  | 1 | 0 |  | 0 | 17 |  |  | * |  |  | None | *
7 | 35-INSU-RM34312 | R-MAX POLYISOCYANURATE FOAM BOARD, 2.5LBS/FT3, GRF FACED, 2.83 - 2.95 ( +/- .060)” THICK, 43 X 120” | 0 | Purchased Item | Active |  | 1 | 1 |  |  |  | Item | 5 | SFT | 100 | 1 | 5 | Date |  |  | 2024-09-30 15:41 |  | * | [6 empty] | 5 |  | 1 | 15 |  | 0 | 16 |  |  | * |  |  | None | *
6 | IP-58259_DOC | Foam Panel 3in | 0 | Reference Item - Document Management | Active |  | 99999 | 1 |  |  |  | Item | 1 | EA | 100 | 1 | 1 | Date |  |  | 2024-09-30 15:41 |  | * | [6 empty] | 1 |  | 1 |  |  | 0 | 0 | [5 empty] | None
5 | - IP-59074 | 16ga GA Jkt coil 60 | 0 | Sub-assembly | Active |  | 10 | 1 |  |  |  | Item | 2 | EA | 100 | 1 | 2 | Date |  |  | 2024-09-30 15:41 |  | * | [6 empty] | 2 |  | 1 | 0.064923 |  | 0.064923 | 17.0649 |  |  | * |  |  | None | *
6 | 45-GALC-0225 | STEEL,JKT,A60,16 GA,60" COIL | 0 | Purchased Item | Active |  | 1 | 1 |  |  |  | Item | 0.14852 | SFT | 100 | 1 | 0.29704 | Date |  |  | 2024-09-30 15:41 |  | * | [6 empty] | 0.29704 |  | 1 | 15 |  | 0 | 16 |  |  | * |  |  | None | *
6 | IP-59074_DOC | 16ga GA Jkt coil 60. | B | Reference Item - Document Management | Active |  | 38 | 1 |  |  |  | Item | 1 | EA | 100 | 1 | 2 | Date |  |  | 2024-09-30 15:41 |  | * | [6 empty] | 2 |  | 1 | 5 |  | 0 | 5 | [5 empty] | None
5 | - IP-59060 | 16ga GA Brt coil 60 | 0 | Sub-assembly | Active |  | 11 | 1 |  |  |  | Item | 2 | EA | 100 | 1 | 2 | Date |  |  | 2024-09-30 15:41 |  | * | [6 empty] | 2 |  | 1 | 0.064923 |  | 0.064923 | 31.0649 |  |  | * |  |  | None | *
6 | 45-304L-C0110 | STEEL,304-L S/S,16 GA,60" COIL | 0 | Purchased Item | Active |  | 1 | 1 |  |  |  | Item | 0.13513 | SFT | 100 | 1 | 0.27026 | Date |  |  | 2024-09-30 15:41 |  | * | [6 empty] | 0.27026 |  | 1 | 10 |  | 0 | 11 |  |  | * |  |  | None | *
6 | IP-59060_DOC | 16ga GA Brt coil 60. | B | Reference Item - Document Management | Active |  | 28 | 1 |  |  |  | Item | 1 | EA | 100 | 1 | 2 | Date |  |  | 2024-09-30 15:41 |  | * | [6 empty] | 2 |  | 1 | 30 |  | 0 | 30 | [5 empty] | None
5 | - IP-60266 | Foam Panel 3in | 0 | Sub-assembly | Active |  | 12 | 1 |  |  |  | Item | 1 | EA | 100 | 1 | 1 | Date |  |  | 2024-09-30 15:41 |  | * | [6 empty] | 1 |  | 1 | 0 |  | 0 | 43 |  |  | * |  |  | None | *
6 | - IP-60267 | 20ga GA Jkt coil 60 | 0 | Sub-assembly | Active |  | 1 | 1 |  |  |  | Item | 1 | EA | 100 | 1 | 1 | Date |  |  | 2024-09-30 15:41 |  | * | [6 empty] | 1 |  | 1 | 0 |  | 0 | 17 |  |  | * |  |  | None | *
7 | 46-GALC-A620G44 | STEEL,JKT,A60,20GA,44.488" COIL, +/- 0.078" | 0 | Purchased Item | Active |  | 1 | 1 |  |  |  | Item | 4.7335 | SFT | 100 | 1 | 4.7335 | Date |  |  | 2024-09-30 15:41 |  | * | [6 empty] | 4.7335 |  | 1 | 15 |  | 0 | 16 |  |  | * |  |  | None | *
6 | - IP-58248 | R-max Polyisocyanurate Foam Board, 2.5lbs/ft3, GRF faced, 2.83 - 2.95 ( +/- .060) thick, 43 x 120 | 0 | Sub-assembly | Active |  | 2 | 1 |  |  |  | Item | 1 | EA | 100 | 1 | 1 | Date |  |  | 2024-09-30 15:41 |  | * | [6 empty] | 1 |  | 1 | 0 |  | 0 | 17 |  |  | * |  |  | None | *
7 | 35-INSU-RM34312 | R-MAX POLYISOCYANURATE FOAM BOARD, 2.5LBS/FT3, GRF FACED, 2.83 - 2.95 ( +/- .060)” THICK, 43 X 120” | 0 | Purchased Item | Active |  | 1 | 1 |  |  |  | Item | 2 | SFT | 100 | 1 | 2 | Date |  |  | 2024-09-30 15:41 |  | * | [6 empty] | 2 |  | 1 | 15 |  | 0 | 16 |  |  | * |  |  | None | *
6 | - IP-58252 | SUPRASEC 2026 - HUNTSMAN, PANEL LAMINATING ADHESIVE | 0 | Sub-assembly | Active |  | 3 | 1 |  |  |  | Item | 1 | EA | 100 | 1 | 1 | Date |  |  | 2024-09-30 15:41 |  | * | [6 empty] | 1 |  | 1 | 0 |  | 0 | 27 |  |  | * |  |  | None | *
7 | 85-ADH-SUPR2026 | SUPRASEC 2026 - HUNTSMAN, PANEL LAMINATING ADHESIVE | 0 | Purchased Item | Active |  | 1 | 1 |  |  |  | Item | 3.9238 | SFT | 100 | 1 | 3.9238 | Date |  |  | 2024-09-30 15:41 |  | * | [6 empty] | 3.9238 |  | 1 | 25 |  | 0 | 26 |  |  | * |  |  | None | *
6 | - IP-58251 | DALTOFOAM TR 42100- HUNTSMAN, PANEL LAMINATING ADHESIVE | 0 | Sub-assembly | Active |  | 4 | 1 |  |  |  | Item | 1 | EA | 100 | 1 | 1 | Date |  |  | 2024-09-30 15:41 |  | * | [6 empty] | 1 |  | 1 | 0 |  | 0 | 42 |  |  | * |  |  | None | *
7 | 85-ADH-DAL42100 | DALTOFOAM TR 42100- HUNTSMAN, PANEL LAMINATING ADHESIVE | 0 | Purchased Item | Active |  | 1 | 1 |  |  |  | Item | 3.9238 | SFT | 100 | 1 | 3.9238 | Date |  |  | 2024-09-30 15:41 |  | * | [6 empty] | 3.9238 |  | 1 | 40 |  | 0 | 41 |  |  | * |  |  | None | *
6 | - IP-58249 | 20ga SS 304L Solid coil 60 | 0 | Sub-assembly | Active |  | 5 | 1 |  |  |  | Item | 1 | EA | 100 | 1 | 1 | Date |  |  | 2024-09-30 15:41 |  | * | [6 empty] | 1 |  | 1 | 0 |  | 0 | 22 |  |  | * |  |  | None | *
7 | 46-PRPCSS0420G0 | 304L S/S 20GA WIDTH 44.488" EXTERIOR: CLEAR CONDUCTIVE GLOSS ONLY, INTERIOR:EPOXY PRIMER | 0 | Purchased Item | Active |  | 1 | 1 |  |  |  | Item | 3.92 | SFT | 100 | 1 | 3.92 | Date |  |  | 2024-09-30 15:41 |  | * | [6 empty] | 3.92 |  | 1 | 20 |  | 0 | 21 |  |  | * |  |  | None | *
6 | IP-60266_DOC | Foam Panel 3in | 0 | Reference Item - Document Management | Active |  | 99999 | 1 |  |  |  | Item | 1 | EA | 100 | 1 | 1 | Date |  |  | 2024-09-30 15:41 |  | * | [6 empty] | 1 |  | 1 |  |  | 0 | 0 | [5 empty] | None
5 | - IP-60191 | 16ga GA Jkt coil 60 | 0 | Sub-assembly | Active |  | 13 | 1 |  |  |  | Item | 2 | EA | 100 | 1 | 2 | Date |  |  | 2024-09-30 15:41 |  | * | [6 empty] | 2 |  | 1 | 0.064923 |  | 0.064923 | 17.0649 |  |  | * |  |  | None | *
6 | 45-GALC-0225 | STEEL,JKT,A60,16 GA,60" COIL | 0 | Purchased Item | Active |  | 1 | 1 |  |  |  | Item | 4.0768 | SFT | 100 | 1 | 8.1536 | Date |  |  | 2024-09-30 15:41 |  | * | [6 empty] | 8.1536 |  | 1 | 15 |  | 0 | 16 |  |  | * |  |  | None | *
6 | IP-60191_DOC | 16ga GA Jkt coil 60. | B | Reference Item - Document Management | Active |  | 50 | 1 |  |  |  | Item | 1 | EA | 100 | 1 | 2 | Date |  |  | 2024-09-30 15:41 |  | * | [6 empty] | 2 |  | 1 |  |  | 0 | 0 | [5 empty] | None
5 | 75-W-14-BN1458 | ZINC PLATED-NEOPRENE WASHER-9/32"ID - 5/8"OD | 0 | Purchased Item | Active |  | 14 | 1 |  |  |  | Item | 108 | EA | 100 | 1 | 108 | Date |  |  | 2024-09-30 15:41 |  | * | [6 empty] | 108 |  | 1 | 40 |  | 0 | 41 |  |  | * |  |  | None | *
5 | - IP-59073 | 16ga GA Brt coil 60 | 0 | Sub-assembly | Active |  | 15 | 1 |  |  |  | Item | 4 | EA | 100 | 1 | 4 | Date |  |  | 2024-09-30 15:41 |  | * | [6 empty] | 4 |  | 1 | 0.064923 |  | 0.064923 | 12.0649 |  |  | * |  |  | None | *
6 | 45-304L-C0110 | STEEL,304-L S/S,16 GA,60" COIL | 0 | Purchased Item | Active |  | 1 | 1 |  |  |  | Item | 2.1824 | SFT | 100 | 1 | 8.7296 | Date |  |  | 2024-09-30 15:41 |  | * | [6 empty] | 8.7296 |  | 1 | 10 |  | 0 | 11 |  |  | * |  |  | None | *
6 | IP-59073_DOC | 16ga GA Brt coil 60. | B | Reference Item - Document Management | Active |  | 37 | 1 |  |  |  | Item | 1 | EA | 100 | 1 | 4 | Date |  |  | 2024-09-30 15:41 |  | * | [6 empty] | 4 |  | 1 |  |  | 0 | 0 | [5 empty] | None
5 | - IP-59059 | 16ga GA Brt coil 60 | 0 | Sub-assembly | Active |  | 16 | 1 |  |  |  | Item | 2 | EA | 100 | 1 | 2 | Date |  |  | 2024-09-30 15:41 |  | * | [6 empty] | 2 |  | 1 | 0.064923 |  | 0.064923 | 12.0649 |  |  | * |  |  | None | *
6 | 45-304L-C0110 | STEEL,304-L S/S,16 GA,60" COIL | 0 | Purchased Item | Active |  | 1 | 1 |  |  |  | Item | 0.139 | SFT | 100 | 1 | 0.278 | Date |  |  | 2024-09-30 15:41 |  | * | [6 empty] | 0.278 |  | 1 | 10 |  | 0 | 11 |  |  | * |  |  | None | *
6 | IP-59059_DOC | 16ga GA Brt coil 60. | B | Reference Item - Document Management | Active |  | 27 | 1 |  |  |  | Item | 1 | EA | 100 | 1 | 2 | Date |  |  | 2024-09-30 15:41 |  | * | [6 empty] | 2 |  | 1 |  |  | 0 | 0 | [5 empty] | None
5 | - IP-58253 | Foam Panel 3in | 0 | Sub-assembly | Active |  | 17 | 1 |  |  |  | Item | 2 | EA | 100 | 1 | 2 | Date |  |  | 2024-09-30 15:41 |  | * | [6 empty] | 2 |  | 1 | 0 |  | 0 | 43 |  |  | * |  |  | None | *
6 | - IP-58258 | SUPRASEC 2026 - HUNTSMAN, PANEL LAMINATING ADHESIVE | 0 | Sub-assembly | Active |  | 1 | 1 |  |  |  | Item | 1 | EA | 100 | 1 | 2 | Date |  |  | 2024-09-30 15:41 |  | * | [6 empty] | 2 |  | 1 | 0 |  | 0 | 27 |  |  | * |  |  | None | *
7 | 85-ADH-SUPR2026 | SUPRASEC 2026 - HUNTSMAN, PANEL LAMINATING ADHESIVE | 0 | Purchased Item | Active |  | 1 | 1 |  |  |  | Item | 2.2733 | SFT | 100 | 1 | 4.5467 | Date |  |  | 2024-09-30 15:41 |  | * | [6 empty] | 4.5467 |  | 1 | 25 |  | 0 | 26 |  |  | * |  |  | None | *
6 | - IP-58257 | DALTOFOAM TR 42100- HUNTSMAN, PANEL LAMINATING ADHESIVE | 0 | Sub-assembly | Active |  | 2 | 1 |  |  |  | Item | 1 | EA | 100 | 1 | 2 | Date |  |  | 2024-09-30 15:41 |  | * | [6 empty] | 2 |  | 1 | 0 |  | 0 | 42 |  |  | * |  |  | None | *
7 | 85-ADH-DAL42100 | DALTOFOAM TR 42100- HUNTSMAN, PANEL LAMINATING ADHESIVE | 0 | Purchased Item | Active |  | 1 | 1 |  |  |  | Item | 2.2733 | SFT | 100 | 1 | 4.5467 | Date |  |  | 2024-09-30 15:41 |  | * | [6 empty] | 4.5467 |  | 1 | 40 |  | 0 | 41 |  |  | * |  |  | None | *
6 | - IP-58256 | 20ga GA Jkt coil 60 | 0 | Sub-assembly | Active |  | 3 | 1 |  |  |  | Item | 1 | EA | 100 | 1 | 2 | Date |  |  | 2024-09-30 15:41 |  | * | [6 empty] | 2 |  | 1 | 0 |  | 0 | 17 |  |  | * |  |  | None | *
7 | 46-GALC-A620G44 | STEEL,JKT,A60,20GA,44.488" COIL, +/- 0.078" | 0 | Purchased Item | Active |  | 1 | 1 |  |  |  | Item | 3.737 | SFT | 100 | 1 | 7.474 | Date |  |  | 2024-09-30 15:41 |  | * | [6 empty] | 7.474 |  | 1 | 15 |  | 0 | 16 |  |  | * |  |  | None | *
6 | - IP-58255 | 20ga SS 304L Solid coil 60 | 0 | Sub-assembly | Active |  | 4 | 1 |  |  |  | Item | 1 | EA | 100 | 1 | 2 | Date |  |  | 2024-09-30 15:41 |  | * | [6 empty] | 2 |  | 1 | 0 |  | 0 | 22 |  |  | * |  |  | None | *
7 | 46-PRPCSS0420G0 | 304L S/S 20GA WIDTH 44.488" EXTERIOR: CLEAR CONDUCTIVE GLOSS ONLY, INTERIOR:EPOXY PRIMER | 0 | Purchased Item | Active |  | 1 | 1 |  |  |  | Item | 2.27 | SFT | 100 | 1 | 4.54 | Date |  |  | 2024-09-30 15:41 |  | * | [6 empty] | 4.54 |  | 1 | 20 |  | 0 | 21 |  |  | * |  |  | None | *
6 | - IP-58254 | R-max Polyisocyanurate Foam Board, 2.5lbs/ft3, GRF faced, 2.83 - 2.95 ( +/- .060) thick, 43 x 120 | 0 | Sub-assembly | Active |  | 5 | 1 |  |  |  | Item | 1 | EA | 100 | 1 | 2 | Date |  |  | 2024-09-30 15:41 |  | * | [6 empty] | 2 |  | 1 | 0 |  | 0 | 17 |  |  | * |  |  | None | *
7 | 35-INSU-RM34312 | R-MAX POLYISOCYANURATE FOAM BOARD, 2.5LBS/FT3, GRF FACED, 2.83 - 2.95 ( +/- .060)” THICK, 43 X 120” | 0 | Purchased Item | Active |  | 1 | 1 |  |  |  | Item | 19 | SFT | 100 | 1 | 38 | Date |  |  | 2024-09-30 15:41 |  | * | [6 empty] | 38 |  | 1 | 15 |  | 0 | 16 |  |  | * |  |  | None | *
6 | IP-58253_DOC | Foam Panel 3in | 0 | Reference Item - Document Management | Active |  | 99999 | 1 |  |  |  | Item | 1 | EA | 100 | 1 | 2 | Date |  |  | 2024-09-30 15:41 |  | * | [6 empty] | 2 |  | 1 |  |  | 0 | 0 | [5 empty] | None
5 | 75-SCWH-14-114 | 1/4-14x1 1/4" SELF DRILL S.H.W PL | 0 | Purchased Item | Active |  | 18 | 1 |  |  |  | Item | 108 | EA | 100 | 1 | 108 | Date |  |  | 2024-09-30 15:41 |  | * | [6 empty] | 108 |  | 1 | 20 |  | 0 | 21 |  |  | * |  |  | None | *
5 | - IP-60190 | 16ga GA Jkt coil 60 | 0 | Sub-assembly | Active |  | 19 | 1 |  |  |  | Item | 2 | EA | 100 | 1 | 2 | Date |  |  | 2024-09-30 15:41 |  | * | [6 empty] | 2 |  | 1 | 0.064923 |  | 0.064923 | 17.0649 |  |  | * |  |  | None | *
6 | 45-GALC-0225 | STEEL,JKT,A60,16 GA,60" COIL | 0 | Purchased Item | Active |  | 1 | 1 |  |  |  | Item | 4.0768 | SFT | 100 | 1 | 8.1536 | Date |  |  | 2024-09-30 15:41 |  | * | [6 empty] | 8.1536 |  | 1 | 15 |  | 0 | 16 |  |  | * |  |  | None | *
6 | IP-60190_DOC | 16ga GA Jkt coil 60. | B | Reference Item - Document Management | Active |  | 49 | 1 |  |  |  | Item | 1 | EA | 100 | 1 | 2 | Date |  |  | 2024-09-30 15:41 |  | * | [6 empty] | 2 |  | 1 |  |  | 0 | 0 | [5 empty] | None
5 | - IP-59067 | 16ga GA Brt coil 60 | 0 | Sub-assembly | Active |  | 20 | 1 |  |  |  | Item | 2 | EA | 100 | 1 | 2 | Date |  |  | 2024-09-30 15:41 |  | * | [6 empty] | 2 |  | 1 | 0.064923 |  | 0.064923 | 12.0649 |  |  | * |  |  | None | *
6 | 45-304L-C0110 | STEEL,304-L S/S,16 GA,60" COIL | 0 | Purchased Item | Active |  | 1 | 1 |  |  |  | Item | 0.139 | SFT | 100 | 1 | 0.278 | Date |  |  | 2024-09-30 15:41 |  | * | [6 empty] | 0.278 |  | 1 | 10 |  | 0 | 11 |  |  | * |  |  | None | *
6 | IP-59067_DOC | 16ga GA Brt coil 60. | B | Reference Item - Document Management | Active |  | 32 | 1 |  |  |  | Item | 1 | EA | 100 | 1 | 2 | Date |  |  | 2024-09-30 15:41 |  | * | [6 empty] | 2 |  | 1 |  |  | 0 | 0 | [5 empty] | None
5 | - IP-59081 | 16ga GA Jkt coil 60 | 0 | Sub-assembly | Active |  | 21 | 1 |  |  |  | Item | 2 | EA | 100 | 1 | 2 | Date |  |  | 2024-09-30 15:41 |  | * | [6 empty] | 2 |  | 1 | 0.064923 |  | 0.064923 | 101.0649 |  |  | * |  |  | None | *
6 | 45-GALC-0225 | STEEL,JKT,A60,16 GA,60" COIL | 0 | Purchased Item | Active |  | 1 | 1 |  |  |  | Item | 3.8715 | SFT | 100 | 1 | 7.743 | Date |  |  | 2024-09-30 15:41 |  | * | [6 empty] | 7.743 |  | 1 | 15 |  | 0 | 16 |  |  | * |  |  | None | *
6 | IP-59081_DOC | 16ga GA Jkt coil 60. | B | Reference Item - Document Management | Active |  | 43 | 1 |  |  |  | Item | 1 | EA | 100 | 1 | 2 | Date |  |  | 2024-09-30 15:41 |  | * | [6 empty] | 2 |  | 1 | 100 |  | 0 | 100 | [5 empty] | None
5 | - IP-58241 | Foam Panel 3in | 0 | Sub-assembly | Active |  | 22 | 1 |  |  |  | Item | 1 | EA | 100 | 1 | 1 | Date |  |  | 2024-09-30 15:41 |  | * | [6 empty] | 1 |  | 1 | 0 |  | 0 | 43 |  |  | * |  |  | None | *
6 | - IP-58243 | 20ga SS 304L Solid coil 60 | 0 | Sub-assembly | Active |  | 1 | 1 |  |  |  | Item | 1 | EA | 100 | 1 | 1 | Date |  |  | 2024-09-30 15:41 |  | * | [6 empty] | 1 |  | 1 | 0 |  | 0 | 22 |  |  | * |  |  | None | *
7 | 46-PRPCSS0420G0 | 304L S/S 20GA WIDTH 44.488" EXTERIOR: CLEAR CONDUCTIVE GLOSS ONLY, INTERIOR:EPOXY PRIMER | 0 | Purchased Item | Active |  | 1 | 1 |  |  |  | Item | 5.13 | SFT | 100 | 1 | 5.13 | Date |  |  | 2024-09-30 15:41 |  | * | [6 empty] | 5.13 |  | 1 | 20 |  | 0 | 21 |  |  | * |  |  | None | *
6 | - IP-58246 | SUPRASEC 2026 - HUNTSMAN, PANEL LAMINATING ADHESIVE | 0 | Sub-assembly | Active |  | 2 | 1 |  |  |  | Item | 1 | EA | 100 | 1 | 1 | Date |  |  | 2024-09-30 15:41 |  | * | [6 empty] | 1 |  | 1 | 0 |  | 0 | 27 |  |  | * |  |  | None | *
7 | 85-ADH-SUPR2026 | SUPRASEC 2026 - HUNTSMAN, PANEL LAMINATING ADHESIVE | 0 | Purchased Item | Active |  | 1 | 1 |  |  |  | Item | 5.1386 | SFT | 100 | 1 | 5.1386 | Date |  |  | 2024-09-30 15:41 |  | * | [6 empty] | 5.1386 |  | 1 | 25 |  | 0 | 26 |  |  | * |  |  | None | *
6 | - IP-58244 | 20ga GA Jkt coil 60 | 0 | Sub-assembly | Active |  | 3 | 1 |  |  |  | Item | 1 | EA | 100 | 1 | 1 | Date |  |  | 2024-09-30 15:41 |  | * | [6 empty] | 1 |  | 1 | 0 |  | 0 | 17 |  |  | * |  |  | None | *
7 | 46-GALC-A620G44 | STEEL,JKT,A60,20GA,44.488" COIL, +/- 0.078" | 0 | Purchased Item | Active |  | 1 | 1 |  |  |  | Item | 5.3208 | SFT | 100 | 1 | 5.3208 | Date |  |  | 2024-09-30 15:41 |  | * | [6 empty] | 5.3208 |  | 1 | 15 |  | 0 | 16 |  |  | * |  |  | None | *
6 | - IP-58245 | DALTOFOAM TR 42100- HUNTSMAN, PANEL LAMINATING ADHESIVE | 0 | Sub-assembly | Active |  | 4 | 1 |  |  |  | Item | 1 | EA | 100 | 1 | 1 | Date |  |  | 2024-09-30 15:41 |  | * | [6 empty] | 1 |  | 1 | 0 |  | 0 | 42 |  |  | * |  |  | None | *
7 | 85-ADH-DAL42100 | DALTOFOAM TR 42100- HUNTSMAN, PANEL LAMINATING ADHESIVE | 0 | Purchased Item | Active |  | 1 | 1 |  |  |  | Item | 5.1386 | SFT | 100 | 1 | 5.1386 | Date |  |  | 2024-09-30 15:41 |  | * | [6 empty] | 5.1386 |  | 1 | 40 |  | 0 | 41 |  |  | * |  |  | None | *
6 | - IP-58242 | R-max Polyisocyanurate Foam Board, 2.5lbs/ft3, GRF faced, 2.83 - 2.95 ( +/- .060) thick, 43 x 120 | 0 | Sub-assembly | Active |  | 5 | 1 |  |  |  | Item | 1 | EA | 100 | 1 | 1 | Date |  |  | 2024-09-30 15:41 |  | * | [6 empty] | 1 |  | 1 | 0 |  | 0 | 17 |  |  | * |  |  | None | *
7 | 35-INSU-RM34312 | R-MAX POLYISOCYANURATE FOAM BOARD, 2.5LBS/FT3, GRF FACED, 2.83 - 2.95 ( +/- .060)” THICK, 43 X 120” | 0 | Purchased Item | Active |  | 1 | 1 |  |  |  | Item | 5 | SFT | 100 | 1 | 5 | Date |  |  | 2024-09-30 15:41 |  | * | [6 empty] | 5 |  | 1 | 15 |  | 0 | 16 |  |  | * |  |  | None | *
6 | IP-58241_DOC | Foam Panel 3in | 0 | Reference Item - Document Management | Active |  | 99999 | 1 |  |  |  | Item | 1 | EA | 100 | 1 | 1 | Date |  |  | 2024-09-30 15:41 |  | * | [6 empty] | 1 |  | 1 |  |  | 0 | 0 | [5 empty] | None
5 | 75-SCWR-818-34 | SELF DRILLING SCREW 8-18, 3/4" LENGTH, ZINC PLATED PAN HEAD PHILLIPS, PART NO. 94060A197 | 0 | Purchased Item | Active |  | 23 | 1 |  |  |  | Item | 108 | EA | 100 | 1 | 108 | Date |  |  | 2024-09-30 15:41 |  | * | [6 empty] | 108 |  | 1 | 40 |  | 0 | 41 |  |  | * |  |  | None | *
5 | - IP-59072 | 16ga GA Jkt coil 60 | 0 | Sub-assembly | Active |  | 24 | 1 |  |  |  | Item | 2 | EA | 100 | 1 | 2 | Date |  |  | 2024-09-30 15:41 |  | * | [6 empty] | 2 |  | 1 | 0.064923 |  | 0.064923 | 41.0649 |  |  | * |  |  | None | *
6 | 45-GALC-0225 | STEEL,JKT,A60,16 GA,60" COIL | 0 | Purchased Item | Active |  | 1 | 1 |  |  |  | Item | 0.30112 | SFT | 100 | 1 | 0.60224 | Date |  |  | 2024-09-30 15:41 |  | * | [6 empty] | 0.60224 |  | 1 | 15 |  | 0 | 16 |  |  | * |  |  | None | *
6 | IP-59072_DOC | 16ga GA Jkt coil 60. | B | Reference Item - Document Management | Active |  | 36 | 1 |  |  |  | Item | 1 | EA | 100 | 1 | 2 | Date |  |  | 2024-09-30 15:41 |  | * | [6 empty] | 2 |  | 1 | 40 |  | 0 | 40 | [5 empty] | None
5 | - IP-59079 | 16ga GA Jkt coil 60 | 0 | Sub-assembly | Active |  | 25 | 1 |  |  |  | Item | 2 | EA | 100 | 1 | 2 | Date |  |  | 2024-09-30 15:41 |  | * | [6 empty] | 2 |  | 1 | 0.064923 |  | 0.064923 | 17.0649 |  |  | * |  |  | None | *
6 | 45-GALC-0225 | STEEL,JKT,A60,16 GA,60" COIL | 0 | Purchased Item | Active |  | 1 | 1 |  |  |  | Item | 0.14852 | SFT | 100 | 1 | 0.29704 | Date |  |  | 2024-09-30 15:41 |  | * | [6 empty] | 0.29704 |  | 1 | 15 |  | 0 | 16 |  |  | * |  |  | None | *
6 | IP-59079_DOC | 16ga GA Jkt coil 60. | B | Reference Item - Document Management | Active |  | 42 | 1 |  |  |  | Item | 1 | EA | 100 | 1 | 2 | Date |  |  | 2024-09-30 15:41 |  | * | [6 empty] | 2 |  | 1 |  |  | 0 | 0 | [5 empty] | None
5 | - IP-59078 | 16ga GA Jkt coil 60 | 0 | Sub-assembly | Active |  | 26 | 1 |  |  |  | Item | 2 | EA | 100 | 1 | 2 | Date |  |  | 2024-09-30 15:41 |  | * | [6 empty] | 2 |  | 1 | 0.064923 |  | 0.064923 | 17.0649 |  |  | * |  |  | None | *
6 | 45-GALC-0225 | STEEL,JKT,A60,16 GA,60" COIL | 0 | Purchased Item | Active |  | 1 | 1 |  |  |  | Item | 0.30102 | SFT | 100 | 1 | 0.60204 | Date |  |  | 2024-09-30 15:41 |  | * | [6 empty] | 0.60204 |  | 1 | 15 |  | 0 | 16 |  |  | * |  |  | None | *
6 | IP-59078_DOC | 16ga GA Jkt coil 60. | B | Reference Item - Document Management | Active |  | 41 | 1 |  |  |  | Item | 1 | EA | 100 | 1 | 2 | Date |  |  | 2024-09-30 15:41 |  | * | [6 empty] | 2 |  | 1 | 0 |  | 0 | 0 | [5 empty] | None
5 | - IP-59071 | 16ga GA Jkt coil 60 | 0 | Sub-assembly | Active |  | 27 | 1 |  |  |  | Item | 2 | EA | 100 | 1 | 2 | Date |  |  | 2024-09-30 15:41 |  | * | [6 empty] | 2 |  | 1 | 0.064923 |  | 0.064923 | 17.0649 |  |  | * |  |  | None | *
6 | 45-GALC-0225 | STEEL,JKT,A60,16 GA,60" COIL | 0 | Purchased Item | Active |  | 1 | 1 |  |  |  | Item | 3.8715 | SFT | 100 | 1 | 7.743 | Date |  |  | 2024-09-30 15:41 |  | * | [6 empty] | 7.743 |  | 1 | 15 |  | 0 | 16 |  |  | * |  |  | None | *
6 | IP-59071_DOC | 16ga GA Jkt coil 60. | B | Reference Item - Document Management | Active |  | 35 | 1 |  |  |  | Item | 1 | EA | 100 | 1 | 2 | Date |  |  | 2024-09-30 15:41 |  | * | [6 empty] | 2 |  | 1 |  |  | 0 | 0 | [5 empty] | None
5 | - IP-59066 | 16ga GA Brt coil 60 | 0 | Sub-assembly | Active |  | 28 | 1 |  |  |  | Item | 2 | EA | 100 | 1 | 2 | Date |  |  | 2024-09-30 15:41 |  | * | [6 empty] | 2 |  | 1 | 0.064923 |  | 0.064923 | 12.0649 |  |  | * |  |  | None | *
6 | 45-304L-C0110 | STEEL,304-L S/S,16 GA,60" COIL | 0 | Purchased Item | Active |  | 1 | 1 |  |  |  | Item | 0.13513 | SFT | 100 | 1 | 0.27026 | Date |  |  | 2024-09-30 15:41 |  | * | [6 empty] | 0.27026 |  | 1 | 10 |  | 0 | 11 |  |  | * |  |  | None | *
6 | IP-59066_DOC | 16ga GA Brt coil 60. | B | Reference Item - Document Management | Active |  | 31 | 1 |  |  |  | Item | 1 | EA | 100 | 1 | 2 | Date |  |  | 2024-09-30 15:41 |  | * | [6 empty] | 2 |  | 1 |  |  | 0 | 0 | [5 empty] | None
5 | - IP-59069 | 16ga GA Brt coil 60 | 0 | Sub-assembly | Active |  | 29 | 1 |  |  |  | Item | 2 | EA | 100 | 1 | 2 | Date |  |  | 2024-09-30 15:41 |  | * | [6 empty] | 2 |  | 1 | 0.064923 |  | 0.064923 | 12.0649 |  |  | * |  |  | None | *
6 | 45-304L-C0110 | STEEL,304-L S/S,16 GA,60" COIL | 0 | Purchased Item | Active |  | 1 | 1 |  |  |  | Item | 0.23588 | SFT | 100 | 1 | 0.47176 | Date |  |  | 2024-09-30 15:41 |  | * | [6 empty] | 0.47176 |  | 1 | 10 |  | 0 | 11 |  |  | * |  |  | None | *
6 | IP-59069_DOC | 16ga GA Brt coil 60. | B | Reference Item - Document Management | Active |  | 34 | 1 |  |  |  | Item | 1 | EA | 100 | 1 | 2 | Date |  |  | 2024-09-30 15:41 |  | * | [6 empty] | 2 |  | 1 |  |  | 0 | 0 | [5 empty] | None
5 | 75-RIVET-0050 | 304 STAINLESS STEEL - POP RIVET - 1/8" X .188-250" LONG | 0 | Purchased Item | Active |  | 31 | 1 |  |  |  | Item | 96 | EA | 100 | 1 | 96 | Date |  |  | 2024-09-30 15:41 |  | * | [6 empty] | 96 |  | 1 | 20 |  | 0 | 21 |  |  | * |  |  | None | *
4 | 75-BR-146325A | 1/4" DIAMETER, 0.0630"-0.25" MATERIAL THICKNESS, ALUMINUM BLIND RIVET WITH ALUMINUM MANDREL MCMASTER# 97447A651 | 0 | Purchased Item | Active |  | 29 | 1 |  |  |  | Item | 218 | EA | 100 | 1 | 218 | Date |  |  | 2024-09-30 15:41 |  | * | [6 empty] | 218 |  | 1 | 125 |  | 0 | 126 |  |  | * |  |  | None | *
4 | 75-STC-142034-S | 1/4"-20 X 3/4 THREAD-CUTTING SCREW-STEEL#90096A540 | 0 | Purchased Item | Active |  | 30 | 1 |  |  |  | Item | 126 | EA | 100 | 1 | 126 | Date |  |  | 2024-09-30 15:41 |  | * | [6 empty] | 126 |  | 1 | 30 |  | 0 | 31 |  |  | * |  |  | None | *
4 | - IP-60274 | 16ga GA Brt coil 60 | 0 | Sub-assembly | Active |  | 31 | 1 |  |  |  | Item | 1 | EA | 100 | 1 | 1 | Date |  |  | 2024-09-30 15:41 |  | * | [6 empty] | 1 |  | 1 | 0.064923 |  | 0.064923 | 12.0649 |  |  | * |  |  | None | *
5 | 45-304L-C0110 | STEEL,304-L S/S,16 GA,60" COIL | 0 | Purchased Item | Active |  | 1 | 1 |  |  |  | Item | 2.54 | SFT | 100 | 1 | 2.54 | Date |  |  | 2024-09-30 15:41 |  | * | [6 empty] | 2.54 |  | 1 | 10 |  | 0 | 11 |  |  | * |  |  | None | *
5 | IP-60274_DOC | 16ga GA Brt coil 60. | B | Reference Item - Document Management | Active |  | 21 | 1 |  |  |  | Item | 1 | EA | 100 | 1 | 1 | Date |  |  | 2024-09-30 15:41 |  | * | [6 empty] | 1 |  | 1 |  |  | 0 | 0 | [5 empty] | None
4 | - IP-60474 | 16ga SS 304L Solid coil 60 | 0 | Sub-assembly | Active |  | 32 | 1 |  |  |  | Item | 1 | EA | 100 | 1 | 1 | Date |  |  | 2024-09-30 15:41 |  | * | [6 empty] | 1 |  | 1 | 0.064923 |  | 0.064923 | 12.0649 |  |  | * |  |  | None | *
5 | 45-304L-C0110 | STEEL,304-L S/S,16 GA,60" COIL | 0 | Purchased Item | Active |  | 1 | 1 |  |  |  | Item | 2.54 | SFT | 100 | 1 | 2.54 | Date |  |  | 2024-09-30 15:41 |  | * | [6 empty] | 2.54 |  | 1 | 10 |  | 0 | 11 |  |  | * |  |  | None | *
5 | IP-60474_DOC | 16ga SS 304L Solid coil 60. | B | Reference Item - Document Management | Active |  | 99999 | 1 |  |  |  | Item | 1 | EA | 100 | 1 | 1 | Date |  |  | 2024-09-30 15:41 |  | * | [6 empty] | 1 |  | 1 |  |  | 0 | 0 | [5 empty] | None
4 | - MCYSC4-SMA-58108 | FOAM PANEL - LOWER FAR SIDE WALL ASSY 1 | 0 | Sub-assembly | Active |  | 33 | 1 |  |  |  | Item | 1 | EA | 100 | 1 | 1 | Date |  |  | 2024-09-30 15:41 |  | * | [6 empty] | 1 |  | 1 | 0 |  | 0 | 52 |  |  | * |  |  | None | *
5 | - IP-58151 | Foam Panel 3in | 0 | Sub-assembly | Active |  | 1 | 1 |  |  |  | Item | 1 | EA | 100 | 1 | 1 | Date |  |  | 2024-09-30 15:41 |  | * | [6 empty] | 1 |  | 1 | 0 |  | 0 | 43 |  |  | * |  |  | None | *
6 | - IP-58154 | 20ga GA Jkt coil 60 | 0 | Sub-assembly | Active |  | 1 | 1 |  |  |  | Item | 1 | EA | 100 | 1 | 1 | Date |  |  | 2024-09-30 15:41 |  | * | [6 empty] | 1 |  | 1 | 0 |  | 0 | 17 |  |  | * |  |  | None | *
7 | 46-GALC-A620G44 | STEEL,JKT,A60,20GA,44.488" COIL, +/- 0.078" | 0 | Purchased Item | Active |  | 1 | 1 |  |  |  | Item | 41.2497 | SFT | 100 | 1 | 41.2497 | Date |  |  | 2024-09-30 15:41 |  | * | [6 empty] | 41.2497 |  | 1 | 15 |  | 0 | 16 |  |  | * |  |  | None | *
6 | - IP-58153 | 20ga GA Brt coil ROBOR | 0 | Sub-assembly | Active |  | 2 | 1 |  |  |  | Item | 1 | EA | 100 | 1 | 1 | Date |  |  | 2024-09-30 15:41 |  | * | [6 empty] | 1 |  | 1 | 0 |  | 0 | 22 |  |  | * |  |  | None | *
7 | 46-PRPCG9020GO | STEEL G90 20GA WIDTH 44.488",EXTERIOR: CLEAR CONDUCTIVE GLOSS ONLY, INTERIOR:EPOXY | 0 | Purchased Item | Active |  | 1 | 1 |  |  |  | Item | 39.719 | SFT | 100 | 1 | 39.719 | Date |  |  | 2024-09-30 15:41 |  | * | [6 empty] | 39.719 |  | 1 | 20 |  | 0 | 21 |  |  | * |  |  | None | *
6 | - IP-58155 | DALTOFOAM TR 42100- HUNTSMAN, PANEL LAMINATING ADHESIVE | 0 | Sub-assembly | Active |  | 3 | 1 |  |  |  | Item | 1 | EA | 100 | 1 | 1 | Date |  |  | 2024-09-30 15:41 |  | * | [6 empty] | 1 |  | 1 | 0 |  | 0 | 42 |  |  | * |  |  | None | *
7 | 85-ADH-DAL42100 | DALTOFOAM TR 42100- HUNTSMAN, PANEL LAMINATING ADHESIVE | 0 | Purchased Item | Active |  | 1 | 1 |  |  |  | Item | 39.4026 | SFT | 100 | 1 | 39.4026 | Date |  |  | 2024-09-30 15:41 |  | * | [6 empty] | 39.4026 |  | 1 | 40 |  | 0 | 41 |  |  | * |  |  | None | *
6 | - IP-58152 | R-max Polyisocyanurate Foam Board, 2.5lbs/ft3, GRF faced, 2.83 - 2.95 ( +/- .060) thick, 43 x 120 | 0 | Sub-assembly | Active |  | 4 | 1 |  |  |  | Item | 1 | EA | 100 | 1 | 1 | Date |  |  | 2024-09-30 15:41 |  | * | [6 empty] | 1 |  | 1 | 0 |  | 0 | 17 |  |  | * |  |  | None | *
7 | 35-INSU-RM34312 | R-MAX POLYISOCYANURATE FOAM BOARD, 2.5LBS/FT3, GRF FACED, 2.83 - 2.95 ( +/- .060)” THICK, 43 X 120” | 0 | Purchased Item | Active |  | 1 | 1 |  |  |  | Item | 38 | SFT | 100 | 1 | 38 | Date |  |  | 2024-09-30 15:41 |  | * | [6 empty] | 38 |  | 1 | 15 |  | 0 | 16 |  |  | * |  |  | None | *
6 | - IP-58156 | SUPRASEC 2026 - HUNTSMAN, PANEL LAMINATING ADHESIVE | 0 | Sub-assembly | Active |  | 5 | 1 |  |  |  | Item | 1 | EA | 100 | 1 | 1 | Date |  |  | 2024-09-30 15:41 |  | * | [6 empty] | 1 |  | 1 | 0 |  | 0 | 27 |  |  | * |  |  | None | *
7 | 85-ADH-SUPR2026 | SUPRASEC 2026 - HUNTSMAN, PANEL LAMINATING ADHESIVE | 0 | Purchased Item | Active |  | 1 | 1 |  |  |  | Item | 39.4026 | SFT | 100 | 1 | 39.4026 | Date |  |  | 2024-09-30 15:41 |  | * | [6 empty] | 39.4026 |  | 1 | 25 |  | 0 | 26 |  |  | * |  |  | None | *
6 | IP-58151_DOC | Foam Panel 3in | 0 | Reference Item - Document Management | Active |  | 99999 | 1 |  |  |  | Item | 1 | EA | 100 | 1 | 1 | Date |  |  | 2024-09-30 15:41 |  | * | [6 empty] | 1 |  | 1 | 20 |  | 0 | 20 | [5 empty] | None
5 | - IP-58115 | Foam Panel 3in | 0 | Sub-assembly | Active |  | 2 | 1 |  |  |  | Item | 1 | EA | 100 | 1 | 1 | Date |  |  | 2024-09-30 15:41 |  | * | [6 empty] | 1 |  | 1 | 0 |  | 0 | 43 |  |  | * |  |  | None | *
6 | - IP-58119 | DALTOFOAM TR 42100- HUNTSMAN, PANEL LAMINATING ADHESIVE | 0 | Sub-assembly | Active |  | 1 | 1 |  |  |  | Item | 1 | EA | 100 | 1 | 1 | Date |  |  | 2024-09-30 15:41 |  | * | [6 empty] | 1 |  | 1 | 0 |  | 0 | 42 |  |  | * |  |  | None | *
7 | 85-ADH-DAL42100 | DALTOFOAM TR 42100- HUNTSMAN, PANEL LAMINATING ADHESIVE | 0 | Purchased Item | Active |  | 1 | 1 |  |  |  | Item | 39.4026 | SFT | 100 | 1 | 39.4026 | Date |  |  | 2024-09-30 15:41 |  | * | [6 empty] | 39.4026 |  | 1 | 40 |  | 0 | 41 |  |  | * |  |  | None | *
6 | - IP-58118 | 20ga GA Jkt coil 60 | 0 | Sub-assembly | Active |  | 2 | 1 |  |  |  | Item | 1 | EA | 100 | 1 | 1 | Date |  |  | 2024-09-30 15:41 |  | * | [6 empty] | 1 |  | 1 | 0 |  | 0 | 17 |  |  | * |  |  | None | *
7 | 46-GALC-A620G44 | STEEL,JKT,A60,20GA,44.488" COIL, +/- 0.078" | 0 | Purchased Item | Active |  | 1 | 1 |  |  |  | Item | 41.2497 | SFT | 100 | 1 | 41.2497 | Date |  |  | 2024-09-30 15:41 |  | * | [6 empty] | 41.2497 |  | 1 | 15 |  | 0 | 16 |  |  | * |  |  | None | *
6 | - IP-58120 | SUPRASEC 2026 - HUNTSMAN, PANEL LAMINATING ADHESIVE | 0 | Sub-assembly | Active |  | 3 | 1 |  |  |  | Item | 1 | EA | 100 | 1 | 1 | Date |  |  | 2024-09-30 15:41 |  | * | [6 empty] | 1 |  | 1 | 0 |  | 0 | 27 |  |  | * |  |  | None | *
7 | 85-ADH-SUPR2026 | SUPRASEC 2026 - HUNTSMAN, PANEL LAMINATING ADHESIVE | 0 | Purchased Item | Active |  | 1 | 1 |  |  |  | Item | 39.4026 | SFT | 100 | 1 | 39.4026 | Date |  |  | 2024-09-30 15:41 |  | * | [6 empty] | 39.4026 |  | 1 | 25 |  | 0 | 26 |  |  | * |  |  | None | *
6 | - IP-58117 | 20ga SS 304L Solid coil 60 | 0 | Sub-assembly | Active |  | 4 | 1 |  |  |  | Item | 1 | EA | 100 | 1 | 1 | Date |  |  | 2024-09-30 15:41 |  | * | [6 empty] | 1 |  | 1 | 0 |  | 0 | 22 |  |  | * |  |  | None | *
7 | 46-PRPCSS0420G0 | 304L S/S 20GA WIDTH 44.488" EXTERIOR: CLEAR CONDUCTIVE GLOSS ONLY, INTERIOR:EPOXY PRIMER | 0 | Purchased Item | Active |  | 1 | 1 |  |  |  | Item | 39.719 | SFT | 100 | 1 | 39.719 | Date |  |  | 2024-09-30 15:41 |  | * | [6 empty] | 39.719 |  | 1 | 20 |  | 0 | 21 |  |  | * |  |  | None | *
6 | - IP-58116 | R-max Polyisocyanurate Foam Board, 2.5lbs/ft3, GRF faced, 2.83 - 2.95 ( +/- .060) thick, 43 x 120 | 0 | Sub-assembly | Active |  | 5 | 1 |  |  |  | Item | 1 | EA | 100 | 1 | 1 | Date |  |  | 2024-09-30 15:41 |  | * | [6 empty] | 1 |  | 1 | 0 |  | 0 | 17 |  |  | * |  |  | None | *
7 | 35-INSU-RM34312 | R-MAX POLYISOCYANURATE FOAM BOARD, 2.5LBS/FT3, GRF FACED, 2.83 - 2.95 ( +/- .060)” THICK, 43 X 120” | 0 | Purchased Item | Active |  | 1 | 1 |  |  |  | Item | 38 | SFT | 100 | 1 | 38 | Date |  |  | 2024-09-30 15:41 |  | * | [6 empty] | 38 |  | 1 | 15 |  | 0 | 16 |  |  | * |  |  | None | *
6 | IP-58115_DOC | Foam Panel 3in | 0 | Reference Item - Document Management | Active |  | 99999 | 1 |  |  |  | Item | 1 | EA | 100 | 1 | 1 | Date |  |  | 2024-09-30 15:41 |  | * | [6 empty] | 1 |  | 1 |  |  | 0 | 0 | [5 empty] | None
5 | - IP-58127 | Foam Panel 3in | 0 | Sub-assembly | Active |  | 3 | 1 |  |  |  | Item | 1 | EA | 100 | 1 | 1 | Date |  |  | 2024-09-30 15:41 |  | * | [6 empty] | 1 |  | 1 | 0 |  | 0 | 43 |  |  | * |  |  | None | *
6 | - IP-58130 | 20ga GA Jkt coil 60 | 0 | Sub-assembly | Active |  | 1 | 1 |  |  |  | Item | 1 | EA | 100 | 1 | 1 | Date |  |  | 2024-09-30 15:41 |  | * | [6 empty] | 1 |  | 1 | 0 |  | 0 | 17 |  |  | * |  |  | None | *
7 | 46-GALC-A620G44 | STEEL,JKT,A60,20GA,44.488" COIL, +/- 0.078" | 0 | Purchased Item | Active |  | 1 | 1 |  |  |  | Item | 41.2497 | SFT | 100 | 1 | 41.2497 | Date |  |  | 2024-09-30 15:41 |  | * | [6 empty] | 41.2497 |  | 1 | 15 |  | 0 | 16 |  |  | * |  |  | None | *
6 | - IP-58131 | DALTOFOAM TR 42100- HUNTSMAN, PANEL LAMINATING ADHESIVE | 0 | Sub-assembly | Active |  | 2 | 1 |  |  |  | Item | 1 | EA | 100 | 1 | 1 | Date |  |  | 2024-09-30 15:41 |  | * | [6 empty] | 1 |  | 1 | 0 |  | 0 | 42 |  |  | * |  |  | None | *
7 | 85-ADH-DAL42100 | DALTOFOAM TR 42100- HUNTSMAN, PANEL LAMINATING ADHESIVE | 0 | Purchased Item | Active |  | 1 | 1 |  |  |  | Item | 39.4026 | SFT | 100 | 1 | 39.4026 | Date |  |  | 2024-09-30 15:41 |  | * | [6 empty] | 39.4026 |  | 1 | 40 |  | 0 | 41 |  |  | * |  |  | None | *
6 | - IP-58129 | 20ga SS 304L Solid coil 60 | 0 | Sub-assembly | Active |  | 3 | 1 |  |  |  | Item | 1 | EA | 100 | 1 | 1 | Date |  |  | 2024-09-30 15:41 |  | * | [6 empty] | 1 |  | 1 | 0 |  | 0 | 22 |  |  | * |  |  | None | *
7 | 46-PRPCSS0420G0 | 304L S/S 20GA WIDTH 44.488" EXTERIOR: CLEAR CONDUCTIVE GLOSS ONLY, INTERIOR:EPOXY PRIMER | 0 | Purchased Item | Active |  | 1 | 1 |  |  |  | Item | 39.719 | SFT | 100 | 1 | 39.719 | Date |  |  | 2024-09-30 15:41 |  | * | [6 empty] | 39.719 |  | 1 | 20 |  | 0 | 21 |  |  | * |  |  | None | *
6 | - IP-58132 | SUPRASEC 2026 - HUNTSMAN, PANEL LAMINATING ADHESIVE | 0 | Sub-assembly | Active |  | 4 | 1 |  |  |  | Item | 1 | EA | 100 | 1 | 1 | Date |  |  | 2024-09-30 15:41 |  | * | [6 empty] | 1 |  | 1 | 0 |  | 0 | 27 |  |  | * |  |  | None | *
7 | 85-ADH-SUPR2026 | SUPRASEC 2026 - HUNTSMAN, PANEL LAMINATING ADHESIVE | 0 | Purchased Item | Active |  | 1 | 1 |  |  |  | Item | 39.4026 | SFT | 100 | 1 | 39.4026 | Date |  |  | 2024-09-30 15:41 |  | * | [6 empty] | 39.4026 |  | 1 | 25 |  | 0 | 26 |  |  | * |  |  | None | *
6 | - IP-58128 | R-max Polyisocyanurate Foam Board, 2.5lbs/ft3, GRF faced, 2.83 - 2.95 ( +/- .060) thick, 43 x 120 | 0 | Sub-assembly | Active |  | 5 | 1 |  |  |  | Item | 1 | EA | 100 | 1 | 1 | Date |  |  | 2024-09-30 15:41 |  | * | [6 empty] | 1 |  | 1 | 0 |  | 0 | 17 |  |  | * |  |  | None | *
7 | 35-INSU-RM34312 | R-MAX POLYISOCYANURATE FOAM BOARD, 2.5LBS/FT3, GRF FACED, 2.83 - 2.95 ( +/- .060)” THICK, 43 X 120” | 0 | Purchased Item | Active |  | 1 | 1 |  |  |  | Item | 38 | SFT | 100 | 1 | 38 | Date |  |  | 2024-09-30 15:41 |  | * | [6 empty] | 38 |  | 1 | 15 |  | 0 | 16 |  |  | * |  |  | None | *
6 | IP-58127_DOC | Foam Panel 3in | 0 | Reference Item - Document Management | Active |  | 99999 | 1 |  |  |  | Item | 1 | EA | 100 | 1 | 1 | Date |  |  | 2024-09-30 15:41 |  | * | [6 empty] | 1 |  | 1 |  |  | 0 | 0 | [5 empty] | None
5 | - IP-58047 | Foam Panel 3in | 0 | Sub-assembly | Active |  | 4 | 1 |  |  |  | Item | 1 | EA | 100 | 1 | 1 | Date |  |  | 2024-09-30 15:41 |  | * | [6 empty] | 1 |  | 1 | 0 |  | 0 | 51 |  |  | * |  |  | None | *
6 | - IP-58050 | 20ga GA Jkt coil 60 | 0 | Sub-assembly | Active |  | 1 | 1 |  |  |  | Item | 1 | EA | 100 | 1 | 1 | Date |  |  | 2024-09-30 15:41 |  | * | [6 empty] | 1 |  | 1 | 0 |  | 0 | 17 |  |  | * |  |  | None | *
7 | 46-GALC-A620G44 | STEEL,JKT,A60,20GA,44.488" COIL, +/- 0.078" | 0 | Purchased Item | Active |  | 1 | 1 |  |  |  | Item | 41.2497 | SFT | 100 | 1 | 41.2497 | Date |  |  | 2024-09-30 15:41 |  | * | [6 empty] | 41.2497 |  | 1 | 15 |  | 0 | 16 |  |  | * |  |  | None | *
6 | - IP-58049 | 20ga SS 304L Solid coil 60 | 0 | Sub-assembly | Active |  | 2 | 1 |  |  |  | Item | 1 | EA | 100 | 1 | 1 | Date |  |  | 2024-09-30 15:41 |  | * | [6 empty] | 1 |  | 1 | 0 |  | 0 | 22 |  |  | * |  |  | None | *
7 | 46-PRPCSS0420G0 | 304L S/S 20GA WIDTH 44.488" EXTERIOR: CLEAR CONDUCTIVE GLOSS ONLY, INTERIOR:EPOXY PRIMER | 0 | Purchased Item | Active |  | 1 | 1 |  |  |  | Item | 39.71 | SFT | 100 | 1 | 39.71 | Date |  |  | 2024-09-30 15:41 |  | * | [6 empty] | 39.71 |  | 1 | 20 |  | 0 | 21 |  |  | * |  |  | None | *
6 | - IP-58051 | DALTOFOAM TR 42100- HUNTSMAN, PANEL LAMINATING ADHESIVE | 0 | Sub-assembly | Active |  | 3 | 1 |  |  |  | Item | 1 | EA | 100 | 1 | 1 | Date |  |  | 2024-09-30 15:41 |  | * | [6 empty] | 1 |  | 1 | 0 |  | 0 | 42 |  |  | * |  |  | None | *
7 | 85-ADH-DAL42100 | DALTOFOAM TR 42100- HUNTSMAN, PANEL LAMINATING ADHESIVE | 0 | Purchased Item | Active |  | 1 | 1 |  |  |  | Item | 39.4026 | SFT | 100 | 1 | 39.4026 | Date |  |  | 2024-09-30 15:41 |  | * | [6 empty] | 39.4026 |  | 1 | 40 |  | 0 | 41 |  |  | * |  |  | None | *
6 | - IP-58048 | R-max Polyisocyanurate Foam Board, 2.5lbs/ft3, GRF faced, 2.83 - 2.95 ( +/- .060) thick, 43 x 120 | 0 | Sub-assembly | Active |  | 4 | 1 |  |  |  | Item | 1 | EA | 100 | 1 | 1 | Date |  |  | 2024-09-30 15:41 |  | * | [6 empty] | 1 |  | 1 | 0 |  | 0 | 17 |  |  | * |  |  | None | *
7 | 35-INSU-RM34312 | R-MAX POLYISOCYANURATE FOAM BOARD, 2.5LBS/FT3, GRF FACED, 2.83 - 2.95 ( +/- .060)” THICK, 43 X 120” | 0 | Purchased Item | Active |  | 1 | 1 |  |  |  | Item | 38 | SFT | 100 | 1 | 38 | Date |  |  | 2024-09-30 15:41 |  | * | [6 empty] | 38 |  | 1 | 15 |  | 0 | 16 |  |  | * |  |  | None | *
6 | - IP-58052 | SUPRASEC 2026 - HUNTSMAN, PANEL LAMINATING ADHESIVE | 0 | Sub-assembly | Active |  | 5 | 1 |  |  |  | Item | 1 | EA | 100 | 1 | 1 | Date |  |  | 2024-09-30 15:41 |  | * | [6 empty] | 1 |  | 1 | 0 |  | 0 | 27 |  |  | * |  |  | None | *
7 | 85-ADH-SUPR2026 | SUPRASEC 2026 - HUNTSMAN, PANEL LAMINATING ADHESIVE | 0 | Purchased Item | Active |  | 1 | 1 |  |  |  | Item | 39.4026 | SFT | 100 | 1 | 39.4026 | Date |  |  | 2024-09-30 15:41 |  | * | [6 empty] | 39.4026 |  | 1 | 25 |  | 0 | 26 |  |  | * |  |  | None | *
6 | IP-58047_DOC | Foam Panel 3in | 0 | Reference Item - Document Management | Active |  | 99999 | 1 |  |  |  | Item | 1 | EA | 100 | 1 | 1 | Date |  |  | 2024-09-30 15:41 |  | * | [6 empty] | 1 |  | 1 | 50 |  | 0 | 50 | [5 empty] | None
5 | - IP-58109 | Foam Panel 3in | 0 | Sub-assembly | Active |  | 5 | 1 |  |  |  | Item | 1 | EA | 100 | 1 | 1 | Date |  |  | 2024-09-30 15:41 |  | * | [6 empty] | 1 |  | 1 | 0 |  | 0 | 43 |  |  | * |  |  | None | *
6 | - IP-58114 | SUPRASEC 2026 - HUNTSMAN, PANEL LAMINATING ADHESIVE | 0 | Sub-assembly | Active |  | 1 | 1 |  |  |  | Item | 1 | EA | 100 | 1 | 1 | Date |  |  | 2024-09-30 15:41 |  | * | [6 empty] | 1 |  | 1 | 0 |  | 0 | 27 |  |  | * |  |  | None | *
7 | 85-ADH-SUPR2026 | SUPRASEC 2026 - HUNTSMAN, PANEL LAMINATING ADHESIVE | 0 | Purchased Item | Active |  | 1 | 1 |  |  |  | Item | 14.3974 | SFT | 100 | 1 | 14.3974 | Date |  |  | 2024-09-30 15:41 |  | * | [6 empty] | 14.3974 |  | 1 | 25 |  | 0 | 26 |  |  | * |  |  | None | *
6 | - IP-58111 | 20ga SS 304L Solid coil 60 | 0 | Sub-assembly | Active |  | 2 | 1 |  |  |  | Item | 1 | EA | 100 | 1 | 1 | Date |  |  | 2024-09-30 15:41 |  | * | [6 empty] | 1 |  | 1 | 0 |  | 0 | 22 |  |  | * |  |  | None | *
7 | 46-PRPCSS0420G0 | 304L S/S 20GA WIDTH 44.488" EXTERIOR: CLEAR CONDUCTIVE GLOSS ONLY, INTERIOR:EPOXY PRIMER | 0 | Purchased Item | Active |  | 1 | 1 |  |  |  | Item | 14.4491 | SFT | 100 | 1 | 14.4491 | Date |  |  | 2024-09-30 15:41 |  | * | [6 empty] | 14.4491 |  | 1 | 20 |  | 0 | 21 |  |  | * |  |  | None | *
6 | - IP-58110 | R-max Polyisocyanurate Foam Board, 2.5lbs/ft3, GRF faced, 2.83 - 2.95 ( +/- .060) thick, 43 x 120 | 0 | Sub-assembly | Active |  | 3 | 1 |  |  |  | Item | 1 | EA | 100 | 1 | 1 | Date |  |  | 2024-09-30 15:41 |  | * | [6 empty] | 1 |  | 1 | 0 |  | 0 | 17 |  |  | * |  |  | None | *
7 | 35-INSU-RM34312 | R-MAX POLYISOCYANURATE FOAM BOARD, 2.5LBS/FT3, GRF FACED, 2.83 - 2.95 ( +/- .060)” THICK, 43 X 120” | 0 | Purchased Item | Active |  | 1 | 1 |  |  |  | Item | 14 | SFT | 100 | 1 | 14 | Date |  |  | 2024-09-30 15:41 |  | * | [6 empty] | 14 |  | 1 | 15 |  | 0 | 16 |  |  | * |  |  | None | *
6 | - IP-58113 | DALTOFOAM TR 42100- HUNTSMAN, PANEL LAMINATING ADHESIVE | 0 | Sub-assembly | Active |  | 4 | 1 |  |  |  | Item | 1 | EA | 100 | 1 | 1 | Date |  |  | 2024-09-30 15:41 |  | * | [6 empty] | 1 |  | 1 | 0 |  | 0 | 42 |  |  | * |  |  | None | *
7 | 85-ADH-DAL42100 | DALTOFOAM TR 42100- HUNTSMAN, PANEL LAMINATING ADHESIVE | 0 | Purchased Item | Active |  | 1 | 1 |  |  |  | Item | 14.3974 | SFT | 100 | 1 | 14.3974 | Date |  |  | 2024-09-30 15:41 |  | * | [6 empty] | 14.3974 |  | 1 | 40 |  | 0 | 41 |  |  | * |  |  | None | *
6 | - IP-58112 | 20ga GA Jkt coil 60 | 0 | Sub-assembly | Active |  | 5 | 1 |  |  |  | Item | 1 | EA | 100 | 1 | 1 | Date |  |  | 2024-09-30 15:41 |  | * | [6 empty] | 1 |  | 1 | 0 |  | 0 | 17 |  |  | * |  |  | None | *
7 | 46-GALC-A620G44 | STEEL,JKT,A60,20GA,44.488" COIL, +/- 0.078" | 0 | Purchased Item | Active |  | 1 | 1 |  |  |  | Item | 15.0193 | SFT | 100 | 1 | 15.0193 | Date |  |  | 2024-09-30 15:41 |  | * | [6 empty] | 15.0193 |  | 1 | 15 |  | 0 | 16 |  |  | * |  |  | None | *
6 | IP-58109_DOC | Foam Panel 3in | 0 | Reference Item - Document Management | Active |  | 99999 | 1 |  |  |  | Item | 1 | EA | 100 | 1 | 1 | Date |  |  | 2024-09-30 15:41 |  | * | [6 empty] | 1 |  | 1 |  |  | 0 | 0 | [5 empty] | None
5 | - IP-58157 | Foam Panel 3in | 0 | Sub-assembly | Active |  | 6 | 1 |  |  |  | Item | 1 | EA | 100 | 1 | 1 | Date |  |  | 2024-09-30 15:41 |  | * | [6 empty] | 1 |  | 1 | 0 |  | 0 | 43 |  |  | * |  |  | None | *
6 | - IP-58161 | DALTOFOAM TR 42100- HUNTSMAN, PANEL LAMINATING ADHESIVE | 0 | Sub-assembly | Active |  | 1 | 1 |  |  |  | Item | 1 | EA | 100 | 1 | 1 | Date |  |  | 2024-09-30 15:41 |  | * | [6 empty] | 1 |  | 1 | 0 |  | 0 | 42 |  |  | * |  |  | None | *
7 | 85-ADH-DAL42100 | DALTOFOAM TR 42100- HUNTSMAN, PANEL LAMINATING ADHESIVE | 0 | Purchased Item | Active |  | 1 | 1 |  |  |  | Item | 37.0696 | SFT | 100 | 1 | 37.0696 | Date |  |  | 2024-09-30 15:41 |  | * | [6 empty] | 37.0696 |  | 1 | 40 |  | 0 | 41 |  |  | * |  |  | None | *
6 | - IP-58162 | SUPRASEC 2026 - HUNTSMAN, PANEL LAMINATING ADHESIVE | 0 | Sub-assembly | Active |  | 2 | 1 |  |  |  | Item | 1 | EA | 100 | 1 | 1 | Date |  |  | 2024-09-30 15:41 |  | * | [6 empty] | 1 |  | 1 | 0 |  | 0 | 27 |  |  | * |  |  | None | *
7 | 85-ADH-SUPR2026 | SUPRASEC 2026 - HUNTSMAN, PANEL LAMINATING ADHESIVE | 0 | Purchased Item | Active |  | 1 | 1 |  |  |  | Item | 37.0696 | SFT | 100 | 1 | 37.0696 | Date |  |  | 2024-09-30 15:41 |  | * | [6 empty] | 37.0696 |  | 1 | 25 |  | 0 | 26 |  |  | * |  |  | None | *
6 | - IP-58160 | 20ga GA Jkt coil 60 | 0 | Sub-assembly | Active |  | 3 | 1 |  |  |  | Item | 1 | EA | 100 | 1 | 1 | Date |  |  | 2024-09-30 15:41 |  | * | [6 empty] | 1 |  | 1 | 0 |  | 0 | 17 |  |  | * |  |  | None | *
7 | 46-GALC-A620G44 | STEEL,JKT,A60,20GA,44.488" COIL, +/- 0.078" | 0 | Purchased Item | Active |  | 1 | 1 |  |  |  | Item | 38.7225 | SFT | 100 | 1 | 38.7225 | Date |  |  | 2024-09-30 15:41 |  | * | [6 empty] | 38.7225 |  | 1 | 15 |  | 0 | 16 |  |  | * |  |  | None | *
6 | - IP-58159 | 20ga GA Brt coil ROBOR | 0 | Sub-assembly | Active |  | 4 | 1 |  |  |  | Item | 1 | EA | 100 | 1 | 1 | Date |  |  | 2024-09-30 15:41 |  | * | [6 empty] | 1 |  | 1 | 0 |  | 0 | 22 |  |  | * |  |  | None | *
7 | 46-PRPCG9020GO | STEEL G90 20GA WIDTH 44.488",EXTERIOR: CLEAR CONDUCTIVE GLOSS ONLY, INTERIOR:EPOXY | 0 | Purchased Item | Active |  | 1 | 1 |  |  |  | Item | 37.3343 | SFT | 100 | 1 | 37.3343 | Date |  |  | 2024-09-30 15:41 |  | * | [6 empty] | 37.3343 |  | 1 | 20 |  | 0 | 21 |  |  | * |  |  | None | *
6 | - IP-58158 | R-max Polyisocyanurate Foam Board, 2.5lbs/ft3, GRF faced, 2.83 - 2.95 ( +/- .060) thick, 43 x 120 | 0 | Sub-assembly | Active |  | 5 | 1 |  |  |  | Item | 1 | EA | 100 | 1 | 1 | Date |  |  | 2024-09-30 15:41 |  | * | [6 empty] | 1 |  | 1 | 0 |  | 0 | 17 |  |  | * |  |  | None | *
7 | 35-INSU-RM34312 | R-MAX POLYISOCYANURATE FOAM BOARD, 2.5LBS/FT3, GRF FACED, 2.83 - 2.95 ( +/- .060)” THICK, 43 X 120” | 0 | Purchased Item | Active |  | 1 | 1 |  |  |  | Item | 36 | SFT | 100 | 1 | 36 | Date |  |  | 2024-09-30 15:41 |  | * | [6 empty] | 36 |  | 1 | 15 |  | 0 | 16 |  |  | * |  |  | None | *
6 | IP-58157_DOC | Foam Panel 3in | 0 | Reference Item - Document Management | Active |  | 99999 | 1 |  |  |  | Item | 1 | EA | 100 | 1 | 1 | Date |  |  | 2024-09-30 15:41 |  | * | [6 empty] | 1 |  | 1 |  |  | 0 | 0 | [5 empty] | None
5 | - IP-58344 | Foam Panel 3in | 0 | Sub-assembly | Active |  | 7 | 1 |  |  |  | Item | 1 | EA | 100 | 1 | 1 | Date |  |  | 2024-09-30 15:41 |  | * | [6 empty] | 1 |  | 1 | 0 |  | 0 | 43 |  |  | * |  |  | None | *
6 | - IP-58347 | 20ga GA Jkt coil 60 | 0 | Sub-assembly | Active |  | 1 | 1 |  |  |  | Item | 1 | EA | 100 | 1 | 1 | Date |  |  | 2024-09-30 15:41 |  | * | [6 empty] | 1 |  | 1 | 0 |  | 0 | 17 |  |  | * |  |  | None | *
7 | 46-GALC-A620G44 | STEEL,JKT,A60,20GA,44.488" COIL, +/- 0.078" | 0 | Purchased Item | Active |  | 1 | 1 |  |  |  | Item | 41.2497 | SFT | 100 | 1 | 41.2497 | Date |  |  | 2024-09-30 15:41 |  | * | [6 empty] | 41.2497 |  | 1 | 15 |  | 0 | 16 |  |  | * |  |  | None | *
6 | - IP-58345 | R-max Polyisocyanurate Foam Board, 2.5lbs/ft3, GRF faced, 2.83 - 2.95 ( +/- .060) thick, 43 x 120 | 0 | Sub-assembly | Active |  | 2 | 1 |  |  |  | Item | 1 | EA | 100 | 1 | 1 | Date |  |  | 2024-09-30 15:41 |  | * | [6 empty] | 1 |  | 1 | 0 |  | 0 | 17 |  |  | * |  |  | None | *
7 | 35-INSU-RM34312 | R-MAX POLYISOCYANURATE FOAM BOARD, 2.5LBS/FT3, GRF FACED, 2.83 - 2.95 ( +/- .060)” THICK, 43 X 120” | 0 | Purchased Item | Active |  | 1 | 1 |  |  |  | Item | 38 | SFT | 100 | 1 | 38 | Date |  |  | 2024-09-30 15:41 |  | * | [6 empty] | 38 |  | 1 | 15 |  | 0 | 16 |  |  | * |  |  | None | *
6 | - IP-58349 | SUPRASEC 2026 - HUNTSMAN, PANEL LAMINATING ADHESIVE | 0 | Sub-assembly | Active |  | 3 | 1 |  |  |  | Item | 1 | EA | 100 | 1 | 1 | Date |  |  | 2024-09-30 15:41 |  | * | [6 empty] | 1 |  | 1 | 0 |  | 0 | 27 |  |  | * |  |  | None | *
7 | 85-ADH-SUPR2026 | SUPRASEC 2026 - HUNTSMAN, PANEL LAMINATING ADHESIVE | 0 | Purchased Item | Active |  | 1 | 1 |  |  |  | Item | 39.4026 | SFT | 100 | 1 | 39.4026 | Date |  |  | 2024-09-30 15:41 |  | * | [6 empty] | 39.4026 |  | 1 | 25 |  | 0 | 26 |  |  | * |  |  | None | *
6 | - IP-58346 | 20ga GA Brt coil ROBOR | 0 | Sub-assembly | Active |  | 4 | 1 |  |  |  | Item | 1 | EA | 100 | 1 | 1 | Date |  |  | 2024-09-30 15:41 |  | * | [6 empty] | 1 |  | 1 | 0 |  | 0 | 22 |  |  | * |  |  | None | *
7 | 46-PRPCG9020GO | STEEL G90 20GA WIDTH 44.488",EXTERIOR: CLEAR CONDUCTIVE GLOSS ONLY, INTERIOR:EPOXY | 0 | Purchased Item | Active |  | 1 | 1 |  |  |  | Item | 39.719 | SFT | 100 | 1 | 39.719 | Date |  |  | 2024-09-30 15:41 |  | * | [6 empty] | 39.719 |  | 1 | 20 |  | 0 | 21 |  |  | * |  |  | None | *
6 | - IP-58348 | DALTOFOAM TR 42100- HUNTSMAN, PANEL LAMINATING ADHESIVE | 0 | Sub-assembly | Active |  | 5 | 1 |  |  |  | Item | 1 | EA | 100 | 1 | 1 | Date |  |  | 2024-09-30 15:41 |  | * | [6 empty] | 1 |  | 1 | 0 |  | 0 | 42 |  |  | * |  |  | None | *
7 | 85-ADH-DAL42100 | DALTOFOAM TR 42100- HUNTSMAN, PANEL LAMINATING ADHESIVE | 0 | Purchased Item | Active |  | 1 | 1 |  |  |  | Item | 39.4026 | SFT | 100 | 1 | 39.4026 | Date |  |  | 2024-09-30 15:41 |  | * | [6 empty] | 39.4026 |  | 1 | 40 |  | 0 | 41 |  |  | * |  |  | None | *
6 | IP-58344_DOC | Foam Panel 3in | 0 | Reference Item - Document Management | Active |  | 99999 | 1 |  |  |  | Item | 1 | EA | 100 | 1 | 1 | Date |  |  | 2024-09-30 15:41 |  | * | [6 empty] | 1 |  | 1 |  |  | 0 | 0 | [5 empty] | None
5 | - IP-58145 | Foam Panel 3in | 0 | Sub-assembly | Active |  | 8 | 1 |  |  |  | Item | 1 | EA | 100 | 1 | 1 | Date |  |  | 2024-09-30 15:41 |  | * | [6 empty] | 1 |  | 1 | 0 |  | 0 | 43 |  |  | * |  |  | None | *
6 | - IP-58147 | 20ga GA Brt coil ROBOR | 0 | Sub-assembly | Active |  | 1 | 1 |  |  |  | Item | 1 | EA | 100 | 1 | 1 | Date |  |  | 2024-09-30 15:41 |  | * | [6 empty] | 1 |  | 1 | 0 |  | 0 | 22 |  |  | * |  |  | None | *
7 | 46-PRPCG9020GO | STEEL G90 20GA WIDTH 44.488",EXTERIOR: CLEAR CONDUCTIVE GLOSS ONLY, INTERIOR:EPOXY | 0 | Purchased Item | Active |  | 1 | 1 |  |  |  | Item | 39.719 | SFT | 100 | 1 | 39.719 | Date |  |  | 2024-09-30 15:41 |  | * | [6 empty] | 39.719 |  | 1 | 20 |  | 0 | 21 |  |  | * |  |  | None | *
6 | - IP-58146 | R-max Polyisocyanurate Foam Board, 2.5lbs/ft3, GRF faced, 2.83 - 2.95 ( +/- .060) thick, 43 x 120 | 0 | Sub-assembly | Active |  | 2 | 1 |  |  |  | Item | 1 | EA | 100 | 1 | 1 | Date |  |  | 2024-09-30 15:41 |  | * | [6 empty] | 1 |  | 1 | 0 |  | 0 | 17 |  |  | * |  |  | None | *
7 | 35-INSU-RM34312 | R-MAX POLYISOCYANURATE FOAM BOARD, 2.5LBS/FT3, GRF FACED, 2.83 - 2.95 ( +/- .060)” THICK, 43 X 120” | 0 | Purchased Item | Active |  | 1 | 1 |  |  |  | Item | 38 | SFT | 100 | 1 | 38 | Date |  |  | 2024-09-30 15:41 |  | * | [6 empty] | 38 |  | 1 | 15 |  | 0 | 16 |  |  | * |  |  | None | *
6 | - IP-58150 | SUPRASEC 2026 - HUNTSMAN, PANEL LAMINATING ADHESIVE | 0 | Sub-assembly | Active |  | 3 | 1 |  |  |  | Item | 1 | EA | 100 | 1 | 1 | Date |  |  | 2024-09-30 15:41 |  | * | [6 empty] | 1 |  | 1 | 0 |  | 0 | 27 |  |  | * |  |  | None | *
7 | 85-ADH-SUPR2026 | SUPRASEC 2026 - HUNTSMAN, PANEL LAMINATING ADHESIVE | 0 | Purchased Item | Active |  | 1 | 1 |  |  |  | Item | 39.4026 | SFT | 100 | 1 | 39.4026 | Date |  |  | 2024-09-30 15:41 |  | * | [6 empty] | 39.4026 |  | 1 | 25 |  | 0 | 26 |  |  | * |  |  | None | *
6 | - IP-58149 | DALTOFOAM TR 42100- HUNTSMAN, PANEL LAMINATING ADHESIVE | 0 | Sub-assembly | Active |  | 4 | 1 |  |  |  | Item | 1 | EA | 100 | 1 | 1 | Date |  |  | 2024-09-30 15:41 |  | * | [6 empty] | 1 |  | 1 | 0 |  | 0 | 42 |  |  | * |  |  | None | *
7 | 85-ADH-DAL42100 | DALTOFOAM TR 42100- HUNTSMAN, PANEL LAMINATING ADHESIVE | 0 | Purchased Item | Active |  | 1 | 1 |  |  |  | Item | 39.4026 | SFT | 100 | 1 | 39.4026 | Date |  |  | 2024-09-30 15:41 |  | * | [6 empty] | 39.4026 |  | 1 | 40 |  | 0 | 41 |  |  | * |  |  | None | *
6 | - IP-58148 | 20ga GA Jkt coil 60 | 0 | Sub-assembly | Active |  | 5 | 1 |  |  |  | Item | 1 | EA | 100 | 1 | 1 | Date |  |  | 2024-09-30 15:41 |  | * | [6 empty] | 1 |  | 1 | 0 |  | 0 | 17 |  |  | * |  |  | None | *
7 | 46-GALC-A620G44 | STEEL,JKT,A60,20GA,44.488" COIL, +/- 0.078" | 0 | Purchased Item | Active |  | 1 | 1 |  |  |  | Item | 41.2497 | SFT | 100 | 1 | 41.2497 | Date |  |  | 2024-09-30 15:41 |  | * | [6 empty] | 41.2497 |  | 1 | 15 |  | 0 | 16 |  |  | * |  |  | None | *
6 | IP-58145_DOC | Foam Panel 3in | 0 | Reference Item - Document Management | Active |  | 99999 | 1 |  |  |  | Item | 1 | EA | 100 | 1 | 1 | Date |  |  | 2024-09-30 15:41 |  | * | [6 empty] | 1 |  | 1 |  |  | 0 | 0 | [5 empty] | None
5 | - IP-58133 | Foam Panel 3in | 0 | Sub-assembly | Active |  | 9 | 1 |  |  |  | Item | 1 | EA | 100 | 1 | 1 | Date |  |  | 2024-09-30 15:41 |  | * | [6 empty] | 1 |  | 1 | 0 |  | 0 | 43 |  |  | * |  |  | None | *
6 | - IP-58138 | SUPRASEC 2026 - HUNTSMAN, PANEL LAMINATING ADHESIVE | 0 | Sub-assembly | Active |  | 1 | 1 |  |  |  | Item | 1 | EA | 100 | 1 | 1 | Date |  |  | 2024-09-30 15:41 |  | * | [6 empty] | 1 |  | 1 | 0 |  | 0 | 27 |  |  | * |  |  | None | *
7 | 85-ADH-SUPR2026 | SUPRASEC 2026 - HUNTSMAN, PANEL LAMINATING ADHESIVE | 0 | Purchased Item | Active |  | 1 | 1 |  |  |  | Item | 39.4026 | SFT | 100 | 1 | 39.4026 | Date |  |  | 2024-09-30 15:41 |  | * | [6 empty] | 39.4026 |  | 1 | 25 |  | 0 | 26 |  |  | * |  |  | None | *
6 | - IP-58137 | DALTOFOAM TR 42100- HUNTSMAN, PANEL LAMINATING ADHESIVE | 0 | Sub-assembly | Active |  | 2 | 1 |  |  |  | Item | 1 | EA | 100 | 1 | 1 | Date |  |  | 2024-09-30 15:41 |  | * | [6 empty] | 1 |  | 1 | 0 |  | 0 | 42 |  |  | * |  |  | None | *
7 | 85-ADH-DAL42100 | DALTOFOAM TR 42100- HUNTSMAN, PANEL LAMINATING ADHESIVE | 0 | Purchased Item | Active |  | 1 | 1 |  |  |  | Item | 39.4026 | SFT | 100 | 1 | 39.4026 | Date |  |  | 2024-09-30 15:41 |  | * | [6 empty] | 39.4026 |  | 1 | 40 |  | 0 | 41 |  |  | * |  |  | None | *
6 | - IP-58136 | 20ga GA Jkt coil 60 | 0 | Sub-assembly | Active |  | 3 | 1 |  |  |  | Item | 1 | EA | 100 | 1 | 1 | Date |  |  | 2024-09-30 15:41 |  | * | [6 empty] | 1 |  | 1 | 0 |  | 0 | 17 |  |  | * |  |  | None | *
7 | 46-GALC-A620G44 | STEEL,JKT,A60,20GA,44.488" COIL, +/- 0.078" | 0 | Purchased Item | Active |  | 1 | 1 |  |  |  | Item | 41.2497 | SFT | 100 | 1 | 41.2497 | Date |  |  | 2024-09-30 15:41 |  | * | [6 empty] | 41.2497 |  | 1 | 15 |  | 0 | 16 |  |  | * |  |  | None | *
6 | - IP-58135 | 20ga SS 304L Solid coil 60 | 0 | Sub-assembly | Active |  | 4 | 1 |  |  |  | Item | 1 | EA | 100 | 1 | 1 | Date |  |  | 2024-09-30 15:41 |  | * | [6 empty] | 1 |  | 1 | 0 |  | 0 | 22 |  |  | * |  |  | None | *
7 | 46-PRPCSS0420G0 | 304L S/S 20GA WIDTH 44.488" EXTERIOR: CLEAR CONDUCTIVE GLOSS ONLY, INTERIOR:EPOXY PRIMER | 0 | Purchased Item | Active |  | 1 | 1 |  |  |  | Item | 39.719 | SFT | 100 | 1 | 39.719 | Date |  |  | 2024-09-30 15:41 |  | * | [6 empty] | 39.719 |  | 1 | 20 |  | 0 | 21 |  |  | * |  |  | None | *
6 | - IP-58134 | R-max Polyisocyanurate Foam Board, 2.5lbs/ft3, GRF faced, 2.83 - 2.95 ( +/- .060) thick, 43 x 120 | 0 | Sub-assembly | Active |  | 5 | 1 |  |  |  | Item | 1 | EA | 100 | 1 | 1 | Date |  |  | 2024-09-30 15:41 |  | * | [6 empty] | 1 |  | 1 | 0 |  | 0 | 17 |  |  | * |  |  | None | *
7 | 35-INSU-RM34312 | R-MAX POLYISOCYANURATE FOAM BOARD, 2.5LBS/FT3, GRF FACED, 2.83 - 2.95 ( +/- .060)” THICK, 43 X 120” | 0 | Purchased Item | Active |  | 1 | 1 |  |  |  | Item | 38 | SFT | 100 | 1 | 38 | Date |  |  | 2024-09-30 15:41 |  | * | [6 empty] | 38 |  | 1 | 15 |  | 0 | 16 |  |  | * |  |  | None | *
6 | IP-58133_DOC | Foam Panel 3in | 0 | Reference Item - Document Management | Active |  | 99999 | 1 |  |  |  | Item | 1 | EA | 100 | 1 | 1 | Date |  |  | 2024-09-30 15:41 |  | * | [6 empty] | 1 |  | 1 |  |  | 0 | 0 | [5 empty] | None
5 | - IP-60255 | Foam Panel 3in | 0 | Sub-assembly | Active |  | 10 | 1 |  |  |  | Item | 1 | EA | 100 | 1 | 1 | Date |  |  | 2024-09-30 15:41 |  | * | [6 empty] | 1 |  | 1 | 0 |  | 0 | 43 |  |  | * |  |  | None | *
6 | - IP-60256 | 20ga GA Jkt coil 60 | 0 | Sub-assembly | Active |  | 1 | 1 |  |  |  | Item | 1 | EA | 100 | 1 | 1 | Date |  |  | 2024-09-30 15:41 |  | * | [6 empty] | 1 |  | 1 | 0 |  | 0 | 17 |  |  | * |  |  | None | *
7 | 46-GALC-A620G44 | STEEL,JKT,A60,20GA,44.488" COIL, +/- 0.078" | 0 | Purchased Item | Active |  | 1 | 1 |  |  |  | Item | 41.2497 | SFT | 100 | 1 | 41.2497 | Date |  |  | 2024-09-30 15:41 |  | * | [6 empty] | 41.2497 |  | 1 | 15 |  | 0 | 16 |  |  | * |  |  | None | *
6 | - IP-58049 | 20ga SS 304L Solid coil 60 | 0 | Sub-assembly | Active |  | 2 | 1 |  |  |  | Item | 1 | EA | 100 | 1 | 1 | Date |  |  | 2024-09-30 15:41 |  | * | [6 empty] | 1 |  | 1 | 0 |  | 0 | 22 |  |  | * |  |  | None | *
7 | 46-PRPCSS0420G0 | 304L S/S 20GA WIDTH 44.488" EXTERIOR: CLEAR CONDUCTIVE GLOSS ONLY, INTERIOR:EPOXY PRIMER | 0 | Purchased Item | Active |  | 1 | 1 |  |  |  | Item | 39.71 | SFT | 100 | 1 | 39.71 | Date |  |  | 2024-09-30 15:41 |  | * | [6 empty] | 39.71 |  | 1 | 20 |  | 0 | 21 |  |  | * |  |  | None | *
6 | - IP-58051 | DALTOFOAM TR 42100- HUNTSMAN, PANEL LAMINATING ADHESIVE | 0 | Sub-assembly | Active |  | 3 | 1 |  |  |  | Item | 1 | EA | 100 | 1 | 1 | Date |  |  | 2024-09-30 15:41 |  | * | [6 empty] | 1 |  | 1 | 0 |  | 0 | 42 |  |  | * |  |  | None | *
7 | 85-ADH-DAL42100 | DALTOFOAM TR 42100- HUNTSMAN, PANEL LAMINATING ADHESIVE | 0 | Purchased Item | Active |  | 1 | 1 |  |  |  | Item | 39.4026 | SFT | 100 | 1 | 39.4026 | Date |  |  | 2024-09-30 15:41 |  | * | [6 empty] | 39.4026 |  | 1 | 40 |  | 0 | 41 |  |  | * |  |  | None | *
6 | - IP-58048 | R-max Polyisocyanurate Foam Board, 2.5lbs/ft3, GRF faced, 2.83 - 2.95 ( +/- .060) thick, 43 x 120 | 0 | Sub-assembly | Active |  | 4 | 1 |  |  |  | Item | 1 | EA | 100 | 1 | 1 | Date |  |  | 2024-09-30 15:41 |  | * | [6 empty] | 1 |  | 1 | 0 |  | 0 | 17 |  |  | * |  |  | None | *
7 | 35-INSU-RM34312 | R-MAX POLYISOCYANURATE FOAM BOARD, 2.5LBS/FT3, GRF FACED, 2.83 - 2.95 ( +/- .060)” THICK, 43 X 120” | 0 | Purchased Item | Active |  | 1 | 1 |  |  |  | Item | 38 | SFT | 100 | 1 | 38 | Date |  |  | 2024-09-30 15:41 |  | * | [6 empty] | 38 |  | 1 | 15 |  | 0 | 16 |  |  | * |  |  | None | *
6 | - IP-58052 | SUPRASEC 2026 - HUNTSMAN, PANEL LAMINATING ADHESIVE | 0 | Sub-assembly | Active |  | 5 | 1 |  |  |  | Item | 1 | EA | 100 | 1 | 1 | Date |  |  | 2024-09-30 15:41 |  | * | [6 empty] | 1 |  | 1 | 0 |  | 0 | 27 |  |  | * |  |  | None | *
7 | 85-ADH-SUPR2026 | SUPRASEC 2026 - HUNTSMAN, PANEL LAMINATING ADHESIVE | 0 | Purchased Item | Active |  | 1 | 1 |  |  |  | Item | 39.4026 | SFT | 100 | 1 | 39.4026 | Date |  |  | 2024-09-30 15:41 |  | * | [6 empty] | 39.4026 |  | 1 | 25 |  | 0 | 26 |  |  | * |  |  | None | *
6 | IP-60255_DOC | Foam Panel 3in | 0 | Reference Item - Document Management | Active |  | 99999 | 1 |  |  |  | Item | 1 | EA | 100 | 1 | 1 | Date |  |  | 2024-09-30 15:41 |  | * | [6 empty] | 1 |  | 1 | 5 |  | 0 | 5 | [5 empty] | None
5 | - IP-60257 | Foam Panel 3in | 0 | Sub-assembly | Active |  | 11 | 1 |  |  |  | Item | 1 | EA | 100 | 1 | 1 | Date |  |  | 2024-09-30 15:41 |  | * | [6 empty] | 1 |  | 1 | 0 |  | 0 | 43 |  |  | * |  |  | None | *
6 | - IP-60258 | 20ga GA Jkt coil 60 | 0 | Sub-assembly | Active |  | 1 | 1 |  |  |  | Item | 1 | EA | 100 | 1 | 1 | Date |  |  | 2024-09-30 15:41 |  | * | [6 empty] | 1 |  | 1 | 0 |  | 0 | 17 |  |  | * |  |  | None | *
7 | 46-GALC-A620G44 | STEEL,JKT,A60,20GA,44.488" COIL, +/- 0.078" | 0 | Purchased Item | Active |  | 1 | 1 |  |  |  | Item | 41.2497 | SFT | 100 | 1 | 41.2497 | Date |  |  | 2024-09-30 15:41 |  | * | [6 empty] | 41.2497 |  | 1 | 15 |  | 0 | 16 |  |  | * |  |  | None | *
6 | - IP-58345 | R-max Polyisocyanurate Foam Board, 2.5lbs/ft3, GRF faced, 2.83 - 2.95 ( +/- .060) thick, 43 x 120 | 0 | Sub-assembly | Active |  | 2 | 1 |  |  |  | Item | 1 | EA | 100 | 1 | 1 | Date |  |  | 2024-09-30 15:41 |  | * | [6 empty] | 1 |  | 1 | 0 |  | 0 | 17 |  |  | * |  |  | None | *
7 | 35-INSU-RM34312 | R-MAX POLYISOCYANURATE FOAM BOARD, 2.5LBS/FT3, GRF FACED, 2.83 - 2.95 ( +/- .060)” THICK, 43 X 120” | 0 | Purchased Item | Active |  | 1 | 1 |  |  |  | Item | 38 | SFT | 100 | 1 | 38 | Date |  |  | 2024-09-30 15:41 |  | * | [6 empty] | 38 |  | 1 | 15 |  | 0 | 16 |  |  | * |  |  | None | *
6 | - IP-58349 | SUPRASEC 2026 - HUNTSMAN, PANEL LAMINATING ADHESIVE | 0 | Sub-assembly | Active |  | 3 | 1 |  |  |  | Item | 1 | EA | 100 | 1 | 1 | Date |  |  | 2024-09-30 15:41 |  | * | [6 empty] | 1 |  | 1 | 0 |  | 0 | 27 |  |  | * |  |  | None | *
7 | 85-ADH-SUPR2026 | SUPRASEC 2026 - HUNTSMAN, PANEL LAMINATING ADHESIVE | 0 | Purchased Item | Active |  | 1 | 1 |  |  |  | Item | 39.4026 | SFT | 100 | 1 | 39.4026 | Date |  |  | 2024-09-30 15:41 |  | * | [6 empty] | 39.4026 |  | 1 | 25 |  | 0 | 26 |  |  | * |  |  | None | *
6 | - IP-58346 | 20ga GA Brt coil ROBOR | 0 | Sub-assembly | Active |  | 4 | 1 |  |  |  | Item | 1 | EA | 100 | 1 | 1 | Date |  |  | 2024-09-30 15:41 |  | * | [6 empty] | 1 |  | 1 | 0 |  | 0 | 22 |  |  | * |  |  | None | *
7 | 46-PRPCG9020GO | STEEL G90 20GA WIDTH 44.488",EXTERIOR: CLEAR CONDUCTIVE GLOSS ONLY, INTERIOR:EPOXY | 0 | Purchased Item | Active |  | 1 | 1 |  |  |  | Item | 39.719 | SFT | 100 | 1 | 39.719 | Date |  |  | 2024-09-30 15:41 |  | * | [6 empty] | 39.719 |  | 1 | 20 |  | 0 | 21 |  |  | * |  |  | None | *
6 | - IP-58348 | DALTOFOAM TR 42100- HUNTSMAN, PANEL LAMINATING ADHESIVE | 0 | Sub-assembly | Active |  | 5 | 1 |  |  |  | Item | 1 | EA | 100 | 1 | 1 | Date |  |  | 2024-09-30 15:41 |  | * | [6 empty] | 1 |  | 1 | 0 |  | 0 | 42 |  |  | * |  |  | None | *
7 | 85-ADH-DAL42100 | DALTOFOAM TR 42100- HUNTSMAN, PANEL LAMINATING ADHESIVE | 0 | Purchased Item | Active |  | 1 | 1 |  |  |  | Item | 39.4026 | SFT | 100 | 1 | 39.4026 | Date |  |  | 2024-09-30 15:41 |  | * | [6 empty] | 39.4026 |  | 1 | 40 |  | 0 | 41 |  |  | * |  |  | None | *
6 | IP-60257_DOC | Foam Panel 3in | 0 | Reference Item - Document Management | Active |  | 99999 | 1 |  |  |  | Item | 1 | EA | 100 | 1 | 1 | Date |  |  | 2024-09-30 15:41 |  | * | [6 empty] | 1 |  | 1 |  |  | 0 | 0 | [5 empty] | None
5 | - IP-58121 | Foam Panel 3in | 0 | Sub-assembly | Active |  | 12 | 1 |  |  |  | Item | 1 | EA | 100 | 1 | 1 | Date |  |  | 2024-09-30 15:41 |  | * | [6 empty] | 1 |  | 1 | 0 |  | 0 | 43 |  |  | * |  |  | None | *
6 | - IP-58125 | DALTOFOAM TR 42100- HUNTSMAN, PANEL LAMINATING ADHESIVE | 0 | Sub-assembly | Active |  | 1 | 1 |  |  |  | Item | 1 | EA | 100 | 1 | 1 | Date |  |  | 2024-09-30 15:41 |  | * | [6 empty] | 1 |  | 1 | 0 |  | 0 | 42 |  |  | * |  |  | None | *
7 | 85-ADH-DAL42100 | DALTOFOAM TR 42100- HUNTSMAN, PANEL LAMINATING ADHESIVE | 0 | Purchased Item | Active |  | 1 | 1 |  |  |  | Item | 39.4026 | SFT | 100 | 1 | 39.4026 | Date |  |  | 2024-09-30 15:41 |  | * | [6 empty] | 39.4026 |  | 1 | 40 |  | 0 | 41 |  |  | * |  |  | None | *
6 | - IP-58123 | 20ga SS 304L Solid coil 60 | 0 | Sub-assembly | Active |  | 2 | 1 |  |  |  | Item | 1 | EA | 100 | 1 | 1 | Date |  |  | 2024-09-30 15:41 |  | * | [6 empty] | 1 |  | 1 | 0 |  | 0 | 22 |  |  | * |  |  | None | *
7 | 46-PRPCSS0420G0 | 304L S/S 20GA WIDTH 44.488" EXTERIOR: CLEAR CONDUCTIVE GLOSS ONLY, INTERIOR:EPOXY PRIMER | 0 | Purchased Item | Active |  | 1 | 1 |  |  |  | Item | 39.719 | SFT | 100 | 1 | 39.719 | Date |  |  | 2024-09-30 15:41 |  | * | [6 empty] | 39.719 |  | 1 | 20 |  | 0 | 21 |  |  | * |  |  | None | *
6 | - IP-58122 | R-max Polyisocyanurate Foam Board, 2.5lbs/ft3, GRF faced, 2.83 - 2.95 ( +/- .060) thick, 43 x 120 | 0 | Sub-assembly | Active |  | 3 | 1 |  |  |  | Item | 1 | EA | 100 | 1 | 1 | Date |  |  | 2024-09-30 15:41 |  | * | [6 empty] | 1 |  | 1 | 0 |  | 0 | 17 |  |  | * |  |  | None | *
7 | 35-INSU-RM34312 | R-MAX POLYISOCYANURATE FOAM BOARD, 2.5LBS/FT3, GRF FACED, 2.83 - 2.95 ( +/- .060)” THICK, 43 X 120” | 0 | Purchased Item | Active |  | 1 | 1 |  |  |  | Item | 38 | SFT | 100 | 1 | 38 | Date |  |  | 2024-09-30 15:41 |  | * | [6 empty] | 38 |  | 1 | 15 |  | 0 | 16 |  |  | * |  |  | None | *
6 | - IP-58126 | SUPRASEC 2026 - HUNTSMAN, PANEL LAMINATING ADHESIVE | 0 | Sub-assembly | Active |  | 4 | 1 |  |  |  | Item | 1 | EA | 100 | 1 | 1 | Date |  |  | 2024-09-30 15:41 |  | * | [6 empty] | 1 |  | 1 | 0 |  | 0 | 27 |  |  | * |  |  | None | *
7 | 85-ADH-SUPR2026 | SUPRASEC 2026 - HUNTSMAN, PANEL LAMINATING ADHESIVE | 0 | Purchased Item | Active |  | 1 | 1 |  |  |  | Item | 39.4026 | SFT | 100 | 1 | 39.4026 | Date |  |  | 2024-09-30 15:41 |  | * | [6 empty] | 39.4026 |  | 1 | 25 |  | 0 | 26 |  |  | * |  |  | None | *
6 | - IP-58124 | 20ga GA Jkt coil 60 | 0 | Sub-assembly | Active |  | 5 | 1 |  |  |  | Item | 1 | EA | 100 | 1 | 1 | Date |  |  | 2024-09-30 15:41 |  | * | [6 empty] | 1 |  | 1 | 0 |  | 0 | 17 |  |  | * |  |  | None | *
7 | 46-GALC-A620G44 | STEEL,JKT,A60,20GA,44.488" COIL, +/- 0.078" | 0 | Purchased Item | Active |  | 1 | 1 |  |  |  | Item | 41.2497 | SFT | 100 | 1 | 41.2497 | Date |  |  | 2024-09-30 15:41 |  | * | [6 empty] | 41.2497 |  | 1 | 15 |  | 0 | 16 |  |  | * |  |  | None | *
6 | IP-58121_DOC | Foam Panel 3in | 0 | Reference Item - Document Management | Active |  | 99999 | 1 |  |  |  | Item | 1 | EA | 100 | 1 | 1 | Date |  |  | 2024-09-30 15:41 |  | * | [6 empty] | 1 |  | 1 |  |  | 0 | 0 | [5 empty] | None
4 | - IP-60473 | 16ga SS 304L Solid coil 60 | 0 | Sub-assembly | Active |  | 34 | 1 |  |  |  | Item | 1 | EA | 100 | 1 | 1 | Date |  |  | 2024-09-30 15:41 |  | * | [6 empty] | 1 |  | 1 | 0.064923 |  | 0.064923 | 12.0649 |  |  | * |  |  | None | *
5 | 45-304L-C0110 | STEEL,304-L S/S,16 GA,60" COIL | 0 | Purchased Item | Active |  | 1 | 1 |  |  |  | Item | 2.54 | SFT | 100 | 1 | 2.54 | Date |  |  | 2024-09-30 15:41 |  | * | [6 empty] | 2.54 |  | 1 | 10 |  | 0 | 11 |  |  | * |  |  | None | *
5 | IP-60473_DOC | 16ga SS 304L Solid coil 60. | B | Reference Item - Document Management | Active |  | 99999 | 1 |  |  |  | Item | 1 | EA | 100 | 1 | 1 | Date |  |  | 2024-09-30 15:41 |  | * | [6 empty] | 1 |  | 1 |  |  | 0 | 0 | [5 empty] | None
4 | - IP-60476 | 16ga SS 304L Solid coil 60 | 0 | Sub-assembly | Active |  | 35 | 1 |  |  |  | Item | 1 | EA | 100 | 1 | 1 | Date |  |  | 2024-09-30 15:41 |  | * | [6 empty] | 1 |  | 1 | 0.064923 |  | 0.064923 | 12.0649 |  |  | * |  |  | None | *
5 | 45-304L-C0110 | STEEL,304-L S/S,16 GA,60" COIL | 0 | Purchased Item | Active |  | 1 | 1 |  |  |  | Item | 2.54 | SFT | 100 | 1 | 2.54 | Date |  |  | 2024-09-30 15:41 |  | * | [6 empty] | 2.54 |  | 1 | 10 |  | 0 | 11 |  |  | * |  |  | None | *
5 | IP-60476_DOC | 16ga SS 304L Solid coil 60. | B | Reference Item - Document Management | Active |  | 99999 | 1 |  |  |  | Item | 1 | EA | 100 | 1 | 1 | Date |  |  | 2024-09-30 15:41 |  | * | [6 empty] | 1 |  | 1 |  |  | 0 | 0 | [5 empty] | None
4 | - IP-58684 | 16ga SS 304L Solid coil 60 | 0 | Sub-assembly | Active |  | 36 | 1 |  |  |  | Item | 4 | EA | 100 | 1 | 4 | Date |  |  | 2024-09-30 15:41 |  | * | [6 empty] | 4 |  | 1 | 0.064923 |  | 0.064923 | 12.0649 |  |  | * |  |  | None | *
5 | 45-304L-C0110 | STEEL,304-L S/S,16 GA,60" COIL | 0 | Purchased Item | Active |  | 1 | 1 |  |  |  | Item | 1 | SFT | 100 | 1 | 4 | Date |  |  | 2024-09-30 15:41 |  | * | [6 empty] | 4 |  | 1 | 10 |  | 0 | 11 |  |  | * |  |  | None | *
5 | IP-58684_DOC | 16ga SS 304L Solid coil 60. | B | Reference Item - Document Management | Active |  | 2 | 1 |  |  |  | Item | 1 | EA | 100 | 1 | 4 | Date |  |  | 2024-09-30 15:41 |  | * | [6 empty] | 4 |  | 1 |  |  | 0 | 0 | [5 empty] | None
4 | - IP-60475 | 16ga SS 304L Solid coil 60 | 0 | Sub-assembly | Active |  | 37 | 1 |  |  |  | Item | 1 | EA | 100 | 1 | 1 | Date |  |  | 2024-09-30 15:41 |  | * | [6 empty] | 1 |  | 1 | 0.064923 |  | 0.064923 | 12.0649 |  |  | * |  |  | None | *
5 | 45-304L-C0110 | STEEL,304-L S/S,16 GA,60" COIL | 0 | Purchased Item | Active |  | 1 | 1 |  |  |  | Item | 2.54 | SFT | 100 | 1 | 2.54 | Date |  |  | 2024-09-30 15:41 |  | * | [6 empty] | 2.54 |  | 1 | 10 |  | 0 | 11 |  |  | * |  |  | None | *
5 | IP-60475_DOC | 16ga SS 304L Solid coil 60. | B | Reference Item - Document Management | Active |  | 99999 | 1 |  |  |  | Item | 1 | EA | 100 | 1 | 1 | Date |  |  | 2024-09-30 15:41 |  | * | [6 empty] | 1 |  | 1 | 0 |  | 0 | 0 | [5 empty] | None
4 | - IP-58683 | 16ga GA Brt coil 60 | 0 | Sub-assembly | Active |  | 38 | 1 |  |  |  | Item | 1 | EA | 100 | 1 | 1 | Date |  |  | 2024-09-30 15:41 |  | * | [6 empty] | 1 |  | 1 | 0.064923 |  | 0.064923 | 17.0649 |  |  | * |  |  | None | *
5 | 45-GALC-0275 | STEEL,GALV,G90,16 GA,60" COIL | 0 | Purchased Item | Active |  | 1 | 1 |  |  |  | Item | 1 | SFT | 100 | 1 | 1 | Date |  |  | 2024-09-30 15:41 |  | * | [6 empty] | 1 |  | 1 | 15 |  | 0 | 16 |  |  | * |  |  | None | *
5 | IP-58683_DOC | 16ga GA Brt coil 60. | B | Reference Item - Document Management | Active |  | 56 | 1 |  |  |  | Item | 1 | EA | 100 | 1 | 1 | Date |  |  | 2024-09-30 15:41 |  | * | [6 empty] | 1 |  | 1 |  |  | 0 | 0 | [5 empty] | None
4 | - IP-58682 | 16ga GA Brt coil 60 | 0 | Sub-assembly | Active |  | 39 | 1 |  |  |  | Item | 2 | EA | 100 | 1 | 2 | Date |  |  | 2024-09-30 15:41 |  | * | [6 empty] | 2 |  | 1 | 0.064923 |  | 0.064923 | 17.0649 |  |  | * |  |  | None | *
5 | 45-GALC-0275 | STEEL,GALV,G90,16 GA,60" COIL | 0 | Purchased Item | Active |  | 1 | 1 |  |  |  | Item | 0.209 | SFT | 100 | 1 | 0.418 | Date |  |  | 2024-09-30 15:41 |  | * | [6 empty] | 0.418 |  | 1 | 15 |  | 0 | 16 |  |  | * |  |  | None | *
5 | IP-58682_DOC | 16ga GA Brt coil 60. | B | Reference Item - Document Management | Active |  | 99999 | 1 |  |  |  | Item | 1 | EA | 100 | 1 | 2 | Date |  |  | 2024-09-30 15:41 |  | * | [6 empty] | 2 |  | 1 |  |  | 0 | 0 | [5 empty] | None
4 | - IP-60478 | 16ga GA Brt coil 60 | 0 | Sub-assembly | Active |  | 40 | 1 |  |  |  | Item | 2 | EA | 100 | 1 | 2 | Date |  |  | 2024-09-30 15:41 |  | * | [6 empty] | 2 |  | 1 | 0.064923 |  | 0.064923 | 33.0649 |  |  | * |  |  | None | *
5 | 45-GALC-0275 | STEEL,GALV,G90,16 GA,60" COIL | 0 | Purchased Item | Active |  | 1 | 1 |  |  |  | Item | 2.54 | SFT | 100 | 1 | 5.08 | Date |  |  | 2024-09-30 15:41 |  | * | [6 empty] | 5.08 |  | 1 | 15 |  | 0 | 16 |  |  | * |  |  | None | *
5 | IP-60478_DOC | 16ga GA Brt coil 60. | B | Reference Item - Document Management | Active |  | 99999 | 1 |  |  |  | Item | 1 | EA | 100 | 1 | 2 | Date |  |  | 2024-09-30 15:41 |  | * | [6 empty] | 2 |  | 1 | 32 |  | 0 | 32 | [5 empty] | None
4 | - IP-58681 | 16ga GA Brt coil 60 | 0 | Sub-assembly | Active |  | 41 | 1 |  |  |  | Item | 1 | EA | 100 | 1 | 1 | Date |  |  | 2024-09-30 15:41 |  | * | [6 empty] | 1 |  | 1 | 0.064923 |  | 0.064923 | 17.0649 |  |  | * |  |  | None | *
5 | 45-GALC-0275 | STEEL,GALV,G90,16 GA,60" COIL | 0 | Purchased Item | Active |  | 1 | 1 |  |  |  | Item | 1 | SFT | 100 | 1 | 1 | Date |  |  | 2024-09-30 15:41 |  | * | [6 empty] | 1 |  | 1 | 15 |  | 0 | 16 |  |  | * |  |  | None | *
5 | IP-58681_DOC | 16ga GA Brt coil 60. | B | Reference Item - Document Management | Active |  | 55 | 1 |  |  |  | Item | 1 | EA | 100 | 1 | 1 | Date |  |  | 2024-09-30 15:41 |  | * | [6 empty] | 1 |  | 1 | 10 |  | 0 | 10 | [5 empty] | None
4 | - IP-60477 | 16ga GA Brt coil 60 | 0 | Sub-assembly | Active |  | 42 | 1 |  |  |  | Item | 2 | EA | 100 | 1 | 2 | Date |  |  | 2024-09-30 15:41 |  | * | [6 empty] | 2 |  | 1 | 0.064923 |  | 0.064923 | 17.0649 |  |  | * |  |  | None | *
5 | 45-GALC-0275 | STEEL,GALV,G90,16 GA,60" COIL | 0 | Purchased Item | Active |  | 1 | 1 |  |  |  | Item | 2.54 | SFT | 100 | 1 | 5.08 | Date |  |  | 2024-09-30 15:41 |  | * | [6 empty] | 5.08 |  | 1 | 15 |  | 0 | 16 |  |  | * |  |  | None | *
5 | IP-60477_DOC | 16ga GA Brt coil 60. | B | Reference Item - Document Management | Active |  | 99999 | 1 |  |  |  | Item | 1 | EA | 100 | 1 | 2 | Date |  |  | 2024-09-30 15:41 |  | * | [6 empty] | 2 |  | 1 | 5 |  | 0 | 5 | [5 empty] | None
4 | 75-SCWR-818-1S | SELF DRILLING SCREW 8-18,1" LENGTH, 410 STAINLESS STEEL PAN HEAD PHILLIPS #0128166 | 0 | Purchased Item | Active |  | 43 | 1 |  |  |  | Item | 237 | EA | 100 | 1 | 237 | Date |  |  | 2024-09-30 15:41 |  | * | [6 empty] | 237 |  | 1 | 40 |  | 0 | 41 |  |  | * |  |  | None | *
4 | - IP-60438 | 16ga SS 304L Solid coil 60 | 0 | Sub-assembly | Active |  | 45 | 1 |  |  |  | Item | 1 | EA | 100 | 1 | 1 | Date |  |  | 2024-09-30 15:41 |  | * | [6 empty] | 1 |  | 1 | 0.064923 |  | 0.064923 | 12.0649 |  |  | * |  |  | None | *
5 | 45-304L-C0110 | STEEL,304-L S/S,16 GA,60" COIL | 0 | Purchased Item | Active |  | 1 | 1 |  |  |  | Item | 2.54 | SFT | 100 | 1 | 2.54 | Date |  |  | 2024-09-30 15:41 |  | * | [6 empty] | 2.54 |  | 1 | 10 |  | 0 | 11 |  |  | * |  |  | None | *
5 | IP-60438_DOC | 16ga SS 304L Solid coil 60. | B | Reference Item - Document Management | Active |  | 60 | 1 |  |  |  | Item | 1 | EA | 100 | 1 | 1 | Date |  |  | 2024-09-30 15:41 |  | * | [6 empty] | 1 |  | 1 |  |  | 0 | 0 | [5 empty] | None
4 | - IP-59095 | 14ga GA Jkt coil 60 | 0 | Sub-assembly | Active |  | 46 | 1 |  |  |  | Item | 2 | EA | 100 | 1 | 2 | Date |  |  | 2024-09-30 15:41 |  | * | [6 empty] | 2 |  | 1 | 0.064923 |  | 0.064923 | 17.0649 |  |  | * |  |  | None | *
5 | 45-GALC-0505 | STEEL,JKT,A60,14 GA,60" COIL | 0 | Purchased Item | Active |  | 1 | 1 |  |  |  | Item | 1.489 | SFT | 100 | 1 | 2.978 | Date |  |  | 2024-09-30 15:41 |  | * | [6 empty] | 2.978 |  | 1 | 15 |  | 0 | 16 |  |  | * |  |  | None | *
5 | IP-59095_DOC | 14ga GA Jkt coil 60. | B | Reference Item - Document Management | Active |  | 15 | 1 |  |  |  | Item | 1 | EA | 100 | 1 | 2 | Date |  |  | 2024-09-30 15:41 |  | * | [6 empty] | 2 |  | 1 |  |  | 0 | 0 | [5 empty] | None
4 | - IP-60437 | 16ga SS 304L Solid coil 60 | 0 | Sub-assembly | Active |  | 47 | 1 |  |  |  | Item | 2 | EA | 100 | 1 | 2 | Date |  |  | 2024-09-30 15:41 |  | * | [6 empty] | 2 |  | 1 | 0.064923 |  | 0.064923 | 12.0649 |  |  | * |  |  | None | *
5 | 45-304L-C0110 | STEEL,304-L S/S,16 GA,60" COIL | 0 | Purchased Item | Active |  | 1 | 1 |  |  |  | Item | 1 | SFT | 100 | 1 | 2 | Date |  |  | 2024-09-30 15:41 |  | * | [6 empty] | 2 |  | 1 | 10 |  | 0 | 11 |  |  | * |  |  | None | *
5 | IP-60437_DOC | 16ga SS 304L Solid coil 60. | B | Reference Item - Document Management | Active |  | 53 | 1 |  |  |  | Item | 1 | EA | 100 | 1 | 2 | Date |  |  | 2024-09-30 15:41 |  | * | [6 empty] | 2 |  | 1 |  |  | 0 | 0 | [5 empty] | None
4 | - MCYSC4-SMA-58271 | FOAM PANEL - LOWER LEFT SIDE ASSY 1 | 0 | Sub-assembly | Active |  | 48 | 1 |  |  |  | Item | 1 | EA | 100 | 1 | 1 | Date |  |  | 2024-09-30 15:41 |  | * | [6 empty] | 1 |  | 1 | 0 |  | 0.064923 | 52.0649 |  |  | * |  |  | None | *
5 | - IP-60269 | Foam Panel 3in | 0 | Sub-assembly | Active |  | 1 | 1 |  |  |  | Item | 1 | EA | 100 | 1 | 1 | Date |  |  | 2024-09-30 15:41 |  | * | [6 empty] | 1 |  | 1 | 0 |  | 0 | 43 |  |  | * |  |  | None | *
6 | - IP-58273 | R-max Polyisocyanurate Foam Board, 2.5lbs/ft3, GRF faced, 2.83 - 2.95 ( +/- .060) thick, 43 x 120 | 0 | Sub-assembly | Active |  | 1 | 1 |  |  |  | Item | 1 | EA | 100 | 1 | 1 | Date |  |  | 2024-09-30 15:41 |  | * | [6 empty] | 1 |  | 1 | 0 |  | 0 | 17 |  |  | * |  |  | None | *
7 | 35-INSU-RM34312 | R-MAX POLYISOCYANURATE FOAM BOARD, 2.5LBS/FT3, GRF FACED, 2.83 - 2.95 ( +/- .060)” THICK, 43 X 120” | 0 | Purchased Item | Active |  | 1 | 1 |  |  |  | Item | 10 | SFT | 100 | 1 | 10 | Date |  |  | 2024-09-30 15:41 |  | * | [6 empty] | 10 |  | 1 | 15 |  | 0 | 16 |  |  | * |  |  | None | *
6 | - IP-58277 | SUPRASEC 2026 - HUNTSMAN, PANEL LAMINATING ADHESIVE | 0 | Sub-assembly | Active |  | 2 | 1 |  |  |  | Item | 1 | EA | 100 | 1 | 1 | Date |  |  | 2024-09-30 15:41 |  | * | [6 empty] | 1 |  | 1 | 0 |  | 0 | 27 |  |  | * |  |  | None | *
7 | 85-ADH-SUPR2026 | SUPRASEC 2026 - HUNTSMAN, PANEL LAMINATING ADHESIVE | 0 | Purchased Item | Active |  | 1 | 1 |  |  |  | Item | 6.3674 | SFT | 100 | 1 | 6.3674 | Date |  |  | 2024-09-30 15:41 |  | * | [6 empty] | 6.3674 |  | 1 | 25 |  | 0 | 26 |  |  | * |  |  | None | *
6 | - IP-60270 | 20ga GA Jkt coil 60 | 0 | Sub-assembly | Active |  | 3 | 1 |  |  |  | Item | 1 | EA | 100 | 1 | 1 | Date |  |  | 2024-09-30 15:41 |  | * | [6 empty] | 1 |  | 1 | 0 |  | 0 | 17 |  |  | * |  |  | None | *
7 | 46-GALC-A620G44 | STEEL,JKT,A60,20GA,44.488" COIL, +/- 0.078" | 0 | Purchased Item | Active |  | 1 | 1 |  |  |  | Item | 6.5931 | SFT | 100 | 1 | 6.5931 | Date |  |  | 2024-09-30 15:41 |  | * | [6 empty] | 6.5931 |  | 1 | 15 |  | 0 | 16 |  |  | * |  |  | None | *
6 | - IP-58274 | 20ga GA Brt coil ROBOR | 0 | Sub-assembly | Active |  | 4 | 1 |  |  |  | Item | 1 | EA | 100 | 1 | 1 | Date |  |  | 2024-09-30 15:41 |  | * | [6 empty] | 1 |  | 1 | 0 |  | 0 | 22 |  |  | * |  |  | None | *
7 | 46-PRPCG9020GO | STEEL G90 20GA WIDTH 44.488",EXTERIOR: CLEAR CONDUCTIVE GLOSS ONLY, INTERIOR:EPOXY | 0 | Purchased Item | Active |  | 1 | 1 |  |  |  | Item | 6.3674 | SFT | 100 | 1 | 6.3674 | Date |  |  | 2024-09-30 15:41 |  | * | [6 empty] | 6.3674 |  | 1 | 20 |  | 0 | 21 |  |  | * |  |  | None | *
6 | - IP-58276 | DALTOFOAM TR 42100- HUNTSMAN, PANEL LAMINATING ADHESIVE | 0 | Sub-assembly | Active |  | 5 | 1 |  |  |  | Item | 1 | EA | 100 | 1 | 1 | Date |  |  | 2024-09-30 15:41 |  | * | [6 empty] | 1 |  | 1 | 0 |  | 0 | 42 |  |  | * |  |  | None | *
7 | 85-ADH-DAL42100 | DALTOFOAM TR 42100- HUNTSMAN, PANEL LAMINATING ADHESIVE | 0 | Purchased Item | Active |  | 1 | 1 |  |  |  | Item | 6.3674 | SFT | 100 | 1 | 6.3674 | Date |  |  | 2024-09-30 15:41 |  | * | [6 empty] | 6.3674 |  | 1 | 40 |  | 0 | 41 |  |  | * |  |  | None | *
6 | IP-60269_DOC | Foam Panel 3in | 0 | Reference Item - Document Management | Active |  | 99999 | 1 |  |  |  | Item | 1 | EA | 100 | 1 | 1 | Date |  |  | 2024-09-30 15:41 |  | * | [6 empty] | 1 |  | 1 |  |  | 0 | 0 | [5 empty] | None
5 | 75-SCWH-14-114 | 1/4-14x1 1/4" SELF DRILL S.H.W PL | 0 | Purchased Item | Active |  | 2 | 1 |  |  |  | Item | 194 | EA | 100 | 1 | 194 | Date |  |  | 2024-09-30 15:41 |  | * | [6 empty] | 194 |  | 1 | 20 |  | 0 | 21 |  |  | * |  |  | None | *
5 | - IP-60383 | 20ga GA Brt coil 60 | 0 | Sub-assembly | Active |  | 4 | 1 |  |  |  | Item | 4 | EA | 100 | 1 | 4 | Date |  |  | 2024-09-30 15:41 |  | * | [6 empty] | 4 |  | 1 | 0.024346 |  | 0.024346 | 41.0243 |  |  | * |  |  | None | *
6 | 45-GALC-0475 | STEEL,GALV,G90,20GA,60" COIL | 0 | Purchased Item | Active |  | 1 | 1 |  |  |  | Item | 2 | SFT | 100 | 1 | 8 | Date |  |  | 2024-09-30 15:41 |  | * | [6 empty] | 8 |  | 1 | 15 |  | 0 | 16 |  |  | * |  |  | None | *
6 | IP-60383_DOC | 20ga GA Brt coil 60. | C | Reference Item - Document Management | Active |  | 75 | 1 |  |  |  | Item | 1 | EA | 100 | 1 | 4 | Date |  |  | 2024-09-30 15:41 |  | * | [6 empty] | 4 |  | 1 | 40 |  | 0 | 40 | [5 empty] | None
5 | - IP-58279 | 20ga GA Brt coil 60 | 0 | Sub-assembly | Active |  | 5 | 1 |  |  |  | Item | 2 | EA | 100 | 1 | 2 | Date |  |  | 2024-09-30 15:41 |  | * | [6 empty] | 2 |  | 1 | 0.064923 |  | 0.064923 | 17.0649 |  |  | * |  |  | None | *
6 | 45-GALC-0225 | STEEL,JKT,A60,16 GA,60" COIL | 0 | Purchased Item | Active |  | 1 | 1 |  |  |  | Item | 5.982 | SFT | 100 | 1 | 11.964 | Date |  |  | 2024-09-30 15:41 |  | * | [6 empty] | 11.964 |  | 1 | 15 |  | 0 | 16 |  |  | * |  |  | None | *
6 | IP-58279_DOC | 20ga GA Brt coil 60. | C | Reference Item - Document Management | Active |  | 62 | 1 |  |  |  | Item | 1 | EA | 100 | 1 | 2 | Date |  |  | 2024-09-30 15:41 |  | * | [6 empty] | 2 |  | 1 |  |  | 0 | 0 | [5 empty] | None
5 | - IP-59387 | 16ga GA Brt coil 60 | 0 | Sub-assembly | Active |  | 6 | 1 |  |  |  | Item | 1 | EA | 100 | 1 | 1 | Date |  |  | 2024-09-30 15:41 |  | * | [6 empty] | 1 |  | 1 | 0.064923 |  | 0.064923 | 17.0649 |  |  | * |  |  | None | *
6 | 45-GALC-0275 | STEEL,GALV,G90,16 GA,60" COIL | 0 | Purchased Item | Active |  | 1 | 1 |  |  |  | Item | 3.9143 | SFT | 100 | 1 | 3.9143 | Date |  |  | 2024-09-30 15:41 |  | * | [6 empty] | 3.9143 |  | 1 | 15 |  | 0 | 16 |  |  | * |  |  | None | *
6 | IP-59387_DOC | 16ga GA Brt coil 60. | B | Reference Item - Document Management | Active |  | 66 | 1 |  |  |  | Item | 1 | EA | 100 | 1 | 1 | Date |  |  | 2024-09-30 15:41 |  | * | [6 empty] | 1 |  | 1 | 0 |  | 0 | 3 | [5 empty] | None
5 | - IP-58280 | 16ga GA Jkt coil 60 | 0 | Sub-assembly | Active |  | 7 | 1 |  |  |  | Item | 1 | EA | 100 | 1 | 1 | Date |  |  | 2024-09-30 15:41 |  | * | [6 empty] | 1 |  | 1 | 0.064923 |  | 0.064923 | 31.0649 |  |  | * |  |  | None | *
6 | 45-GALC-0225 | STEEL,JKT,A60,16 GA,60" COIL | 0 | Purchased Item | Active |  | 1 | 1 |  |  |  | Item | 5.111 | SFT | 100 | 1 | 5.111 | Date |  |  | 2024-09-30 15:41 |  | * | [6 empty] | 5.111 |  | 1 | 15 |  | 0 | 16 |  |  | * |  |  | None | *
6 | IP-58280_DOC | 16ga GA Jkt coil 60. | C | Reference Item - Document Management | Active |  | 63 | 1 |  |  |  | Item | 1 | EA | 100 | 1 | 1 | Date |  |  | 2024-09-30 15:41 |  | * | [6 empty] | 1 |  | 1 | 30 |  | 0 | 30 | [5 empty] | None
5 | - IP-58272 | Foam Panel 3in | 0 | Sub-assembly | Active |  | 9 | 1 |  |  |  | Item | 1 | EA | 100 | 1 | 1 | Date |  |  | 2024-09-30 15:41 |  | * | [6 empty] | 1 |  | 1 | 0 |  | 0 | 43 |  |  | * |  |  | None | *
6 | - IP-58273 | R-max Polyisocyanurate Foam Board, 2.5lbs/ft3, GRF faced, 2.83 - 2.95 ( +/- .060) thick, 43 x 120 | 0 | Sub-assembly | Active |  | 1 | 1 |  |  |  | Item | 1 | EA | 100 | 1 | 1 | Date |  |  | 2024-09-30 15:41 |  | * | [6 empty] | 1 |  | 1 | 0 |  | 0 | 17 |  |  | * |  |  | None | *
7 | 35-INSU-RM34312 | R-MAX POLYISOCYANURATE FOAM BOARD, 2.5LBS/FT3, GRF FACED, 2.83 - 2.95 ( +/- .060)” THICK, 43 X 120” | 0 | Purchased Item | Active |  | 1 | 1 |  |  |  | Item | 10 | SFT | 100 | 1 | 10 | Date |  |  | 2024-09-30 15:41 |  | * | [6 empty] | 10 |  | 1 | 15 |  | 0 | 16 |  |  | * |  |  | None | *
6 | - IP-58277 | SUPRASEC 2026 - HUNTSMAN, PANEL LAMINATING ADHESIVE | 0 | Sub-assembly | Active |  | 2 | 1 |  |  |  | Item | 1 | EA | 100 | 1 | 1 | Date |  |  | 2024-09-30 15:41 |  | * | [6 empty] | 1 |  | 1 | 0 |  | 0 | 27 |  |  | * |  |  | None | *
7 | 85-ADH-SUPR2026 | SUPRASEC 2026 - HUNTSMAN, PANEL LAMINATING ADHESIVE | 0 | Purchased Item | Active |  | 1 | 1 |  |  |  | Item | 6.3674 | SFT | 100 | 1 | 6.3674 | Date |  |  | 2024-09-30 15:41 |  | * | [6 empty] | 6.3674 |  | 1 | 25 |  | 0 | 26 |  |  | * |  |  | None | *
6 | - IP-58275 | 20ga GA Jkt coil 60 | 0 | Sub-assembly | Active |  | 3 | 1 |  |  |  | Item | 1 | EA | 100 | 1 | 1 | Date |  |  | 2024-09-30 15:41 |  | * | [6 empty] | 1 |  | 1 | 0 |  | 0 | 17 |  |  | * |  |  | None | *
7 | 46-GALC-A620G44 | STEEL,JKT,A60,20GA,44.488" COIL, +/- 0.078" | 0 | Purchased Item | Active |  | 1 | 1 |  |  |  | Item | 6.5931 | SFT | 100 | 1 | 6.5931 | Date |  |  | 2024-09-30 15:41 |  | * | [6 empty] | 6.5931 |  | 1 | 15 |  | 0 | 16 |  |  | * |  |  | None | *
6 | - IP-58274 | 20ga GA Brt coil ROBOR | 0 | Sub-assembly | Active |  | 4 | 1 |  |  |  | Item | 1 | EA | 100 | 1 | 1 | Date |  |  | 2024-09-30 15:41 |  | * | [6 empty] | 1 |  | 1 | 0 |  | 0 | 22 |  |  | * |  |  | None | *
7 | 46-PRPCG9020GO | STEEL G90 20GA WIDTH 44.488",EXTERIOR: CLEAR CONDUCTIVE GLOSS ONLY, INTERIOR:EPOXY | 0 | Purchased Item | Active |  | 1 | 1 |  |  |  | Item | 6.3674 | SFT | 100 | 1 | 6.3674 | Date |  |  | 2024-09-30 15:41 |  | * | [6 empty] | 6.3674 |  | 1 | 20 |  | 0 | 21 |  |  | * |  |  | None | *
6 | - IP-58276 | DALTOFOAM TR 42100- HUNTSMAN, PANEL LAMINATING ADHESIVE | 0 | Sub-assembly | Active |  | 5 | 1 |  |  |  | Item | 1 | EA | 100 | 1 | 1 | Date |  |  | 2024-09-30 15:41 |  | * | [6 empty] | 1 |  | 1 | 0 |  | 0 | 42 |  |  | * |  |  | None | *
7 | 85-ADH-DAL42100 | DALTOFOAM TR 42100- HUNTSMAN, PANEL LAMINATING ADHESIVE | 0 | Purchased Item | Active |  | 1 | 1 |  |  |  | Item | 6.3674 | SFT | 100 | 1 | 6.3674 | Date |  |  | 2024-09-30 15:41 |  | * | [6 empty] | 6.3674 |  | 1 | 40 |  | 0 | 41 |  |  | * |  |  | None | *
6 | IP-58272_DOC | Foam Panel 3in | 0 | Reference Item - Document Management | Active |  | 99999 | 1 |  |  |  | Item | 1 | EA | 100 | 1 | 1 | Date |  |  | 2024-09-30 15:41 |  | * | [6 empty] | 1 |  | 1 |  |  | 0 | 0 | [5 empty] | None
5 | 75-WF-142012-P8 | 1/4-20X1/2-SERR FLNG BOLT PLTD | 0 | Purchased Item | Active |  | 10 | 1 |  |  |  | Item | 16 | EA | 100 | 1 | 16 | Date |  |  | 2024-09-30 15:41 |  | * | [6 empty] | 16 |  | 1 | 50 |  | 0 | 51 |  |  | * |  |  | None | *
5 | - IP-60384 | 20ga GA Brt coil 60 | 0 | Sub-assembly | Active |  | 11 | 1 |  |  |  | Item | 2 | EA | 100 | 1 | 2 | Date |  |  | 2024-09-30 15:41 |  | * | [6 empty] | 2 |  | 1 | 0.024346 |  | 0.024346 | 17.0243 |  |  | * |  |  | None | *
6 | 45-GALC-0475 | STEEL,GALV,G90,20GA,60" COIL | 0 | Purchased Item | Active |  | 1 | 1 |  |  |  | Item | 1.833 | SFT | 100 | 1 | 3.666 | Date |  |  | 2024-09-30 15:41 |  | * | [6 empty] | 3.666 |  | 1 | 15 |  | 0 | 16 |  |  | * |  |  | None | *
6 | IP-60384_DOC | 20ga GA Brt coil 60. | D | Reference Item - Document Management | Active |  | 76 | 1 |  |  |  | Item | 1 | EA | 100 | 1 | 2 | Date |  |  | 2024-09-30 15:41 |  | * | [6 empty] | 2 |  | 1 |  |  | 0 | 0 | [5 empty] | None
5 | 75-WN-1420-P | 1/4-20-SERR FLNG NUT PLTD | 0 | Purchased Item | Active |  | 12 | 1 |  |  |  | Item | 16 | EA | 100 | 1 | 16 | Date |  |  | 2024-09-30 15:41 |  | * | [6 empty] | 16 |  | 1 | 30 |  | 0 | 31 |  |  | * |  |  | None | *
5 | - IP-60272 | 20ga GA Brt coil 60 | 0 | Sub-assembly | Active |  | 13 | 1 |  |  |  | Item | 2 | EA | 100 | 1 | 2 | Date |  |  | 2024-09-30 15:41 |  | * | [6 empty] | 2 |  | 1 | 0.064923 |  | 0.064923 | 17.0649 |  |  | * |  |  | None | *
6 | 45-GALC-0225 | STEEL,JKT,A60,16 GA,60" COIL | 0 | Purchased Item | Active |  | 1 | 1 |  |  |  | Item | 6.554 | SFT | 100 | 1 | 13.108 | Date |  |  | 2024-09-30 15:41 |  | * | [6 empty] | 13.108 |  | 1 | 15 |  | 0 | 16 |  |  | * |  |  | None | *
6 | IP-60272_DOC | 20ga GA Brt coil 60. | C | Reference Item - Document Management | Active |  | 70 | 1 |  |  |  | Item | 1 | EA | 100 | 1 | 2 | Date |  |  | 2024-09-30 15:41 |  | * | [6 empty] | 2 |  | 1 |  |  | 0 | 0 | [5 empty] | None
5 | - IP-60385 | 20ga GA Brt coil 60 | 0 | Sub-assembly | Active |  | 14 | 1 |  |  |  | Item | 1 | EA | 100 | 1 | 1 | Date |  |  | 2024-09-30 15:41 |  | * | [6 empty] | 1 |  | 1 | 0.024346 |  | 0.024346 | 17.0243 |  |  | * |  |  | None | *
6 | 45-GALC-0475 | STEEL,GALV,G90,20GA,60" COIL | 0 | Purchased Item | Active |  | 1 | 1 |  |  |  | Item | 2.25 | SFT | 100 | 1 | 2.25 | Date |  |  | 2024-09-30 15:41 |  | * | [6 empty] | 2.25 |  | 1 | 15 |  | 0 | 16 |  |  | * |  |  | None | *
6 | IP-60385_DOC | 20ga GA Brt coil 60. | D | Reference Item - Document Management | Active |  | 77 | 1 |  |  |  | Item | 1 | EA | 100 | 1 | 1 | Date |  |  | 2024-09-30 15:41 |  | * | [6 empty] | 1 |  | 1 | 10 |  | 0 | 10 | [5 empty] | None
5 | 75-SCWR-818-34 | SELF DRILLING SCREW 8-18, 3/4" LENGTH, ZINC PLATED PAN HEAD PHILLIPS, PART NO. 94060A197 | 0 | Purchased Item | Active |  | 15 | 1 |  |  |  | Item | 32 | EA | 100 | 1 | 32 | Date |  |  | 2024-09-30 15:41 |  | * | [6 empty] | 32 |  | 1 | 40 |  | 0 | 41 |  |  | * |  |  | None | *
5 | - IP-59386 | 16ga GA Brt coil 60 | 0 | Sub-assembly | Active |  | 16 | 1 |  |  |  | Item | 1 | EA | 100 | 1 | 1 | Date |  |  | 2024-09-30 15:41 |  | * | [6 empty] | 1 |  | 1 | 0.064923 |  | 0.064923 | 17.0649 |  |  | * |  |  | None | *
6 | 45-GALC-0275 | STEEL,GALV,G90,16 GA,60" COIL | 0 | Purchased Item | Active |  | 1 | 1 |  |  |  | Item | 3.9143 | SFT | 100 | 1 | 3.9143 | Date |  |  | 2024-09-30 15:41 |  | * | [6 empty] | 3.9143 |  | 1 | 15 |  | 0 | 16 |  |  | * |  |  | None | *
6 | IP-59386_DOC | 16ga GA Brt coil 60. | B | Reference Item - Document Management | Active |  | 65 | 1 |  |  |  | Item | 1 | EA | 100 | 1 | 1 | Date |  |  | 2024-09-30 15:41 |  | * | [6 empty] | 1 |  | 1 |  |  | 0 | 0 | [5 empty] | None
5 | - IP-59389 | 16ga GA Jkt coil 60 | 0 | Sub-assembly | Active |  | 17 | 1 |  |  |  | Item | 1 | EA | 100 | 1 | 1 | Date |  |  | 2024-09-30 15:41 |  | * | [6 empty] | 1 |  | 1 | 0.064923 |  | 0.064923 | 17.0649 |  |  | * |  |  | None | *
6 | 45-GALC-0225 | STEEL,JKT,A60,16 GA,60" COIL | 0 | Purchased Item | Active |  | 1 | 1 |  |  |  | Item | 4.0768 | SFT | 100 | 1 | 4.0768 | Date |  |  | 2024-09-30 15:41 |  | * | [6 empty] | 4.0768 |  | 1 | 15 |  | 0 | 16 |  |  | * |  |  | None | *
6 | IP-59389_DOC | 16ga GA Jkt coil 60. | B | Reference Item - Document Management | Active |  | 68 | 1 |  |  |  | Item | 1 | EA | 100 | 1 | 1 | Date |  |  | 2024-09-30 15:41 |  | * | [6 empty] | 1 |  | 1 |  |  | 0 | 0 | [5 empty] | None
5 | - IP-59388 | 16ga GA Jkt coil 60 | 0 | Sub-assembly | Active |  | 18 | 1 |  |  |  | Item | 1 | EA | 100 | 1 | 1 | Date |  |  | 2024-09-30 15:41 |  | * | [6 empty] | 1 |  | 1 | 0.064923 |  | 0.064923 | 17.0649 |  |  | * |  |  | None | *
6 | 45-GALC-0225 | STEEL,JKT,A60,16 GA,60" COIL | 0 | Purchased Item | Active |  | 1 | 1 |  |  |  | Item | 4.0768 | SFT | 100 | 1 | 4.0768 | Date |  |  | 2024-09-30 15:41 |  | * | [6 empty] | 4.0768 |  | 1 | 15 |  | 0 | 16 |  |  | * |  |  | None | *
6 | IP-59388_DOC | 16ga GA Jkt coil 60. | B | Reference Item - Document Management | Active |  | 67 | 1 |  |  |  | Item | 1 | EA | 100 | 1 | 1 | Date |  |  | 2024-09-30 15:41 |  | * | [6 empty] | 1 |  | 1 |  |  | 0 | 0 | [5 empty] | None
5 | - IP-60271 | 16ga GA Jkt coil 60 | 0 | Sub-assembly | Active |  | 19 | 1 |  |  |  | Item | 1 | EA | 100 | 1 | 1 | Date |  |  | 2024-09-30 15:41 |  | * | [6 empty] | 1 |  | 1 | 0.064923 |  | 0.064923 | 31.0649 |  |  | * |  |  | None | *
6 | 45-GALC-0225 | STEEL,JKT,A60,16 GA,60" COIL | 0 | Purchased Item | Active |  | 1 | 1 |  |  |  | Item | 5.347 | SFT | 100 | 1 | 5.347 | Date |  |  | 2024-09-30 15:41 |  | * | [6 empty] | 5.347 |  | 1 | 15 |  | 0 | 16 |  |  | * |  |  | None | *
6 | IP-60271_DOC | 16ga GA Jkt coil 60. | C | Reference Item - Document Management | Active |  | 69 | 1 |  |  |  | Item | 1 | EA | 100 | 1 | 1 | Date |  |  | 2024-09-30 15:41 |  | * | [6 empty] | 1 |  | 1 | 30 |  | 0 | 30 | [5 empty] | None
5 | - IP-60273 | 16ga GA Jkt coil 60 | 0 | Sub-assembly | Active |  | 20 | 1 |  |  |  | Item | 1 | EA | 100 | 1 | 1 | Date |  |  | 2024-09-30 15:41 |  | * | [6 empty] | 1 |  | 1 | 0.064923 |  | 0.064923 | 17.0649 |  |  | * |  |  | None | *
6 | 45-GALC-0225 | STEEL,JKT,A60,16 GA,60" COIL | 0 | Purchased Item | Active |  | 1 | 1 |  |  |  | Item | 5.111 | SFT | 100 | 1 | 5.111 | Date |  |  | 2024-09-30 15:41 |  | * | [6 empty] | 5.111 |  | 1 | 15 |  | 0 | 16 |  |  | * |  |  | None | *
6 | IP-60273_DOC | 16ga GA Jkt coil 60. | C | Reference Item - Document Management | Active |  | 71 | 1 |  |  |  | Item | 1 | EA | 100 | 1 | 1 | Date |  |  | 2024-09-30 15:41 |  | * | [6 empty] | 1 |  | 1 |  |  | 0 | 0 | [5 empty] | None
5 | - IP-60382 | 20ga GA Brt coil 60 | 0 | Sub-assembly | Active |  | 21 | 1 |  |  |  | Item | 2 | EA | 100 | 1 | 2 | Date |  |  | 2024-09-30 15:41 |  | * | [6 empty] | 2 |  | 1 | 0.024346 |  | 0.024346 | 17.0243 |  |  | * |  |  | None | *
6 | 45-GALC-0475 | STEEL,GALV,G90,20GA,60" COIL | 0 | Purchased Item | Active |  | 1 | 1 |  |  |  | Item | 1.417 | SFT | 100 | 1 | 2.834 | Date |  |  | 2024-09-30 15:41 |  | * | [6 empty] | 2.834 |  | 1 | 15 |  | 0 | 16 |  |  | * |  |  | None | *
6 | IP-60382_DOC | 20ga GA Brt coil 60. | D | Reference Item - Document Management | Active |  | 74 | 1 |  |  |  | Item | 1 | EA | 100 | 1 | 2 | Date |  |  | 2024-09-30 15:41 |  | * | [6 empty] | 2 |  | 1 |  |  | 0 | 0 | [5 empty] | None
5 | - IP-58278 | 16ga GA Jkt coil 60 | 0 | Sub-assembly | Active |  | 22 | 1 |  |  |  | Item | 1 | EA | 100 | 1 | 1 | Date |  |  | 2024-09-30 15:41 |  | * | [6 empty] | 1 |  | 1 | 0.064923 |  | 0.064923 | 17.0649 |  |  | * |  |  | None | *
6 | 45-GALC-0225 | STEEL,JKT,A60,16 GA,60" COIL | 0 | Purchased Item | Active |  | 1 | 1 |  |  |  | Item | 4.961 | SFT | 100 | 1 | 4.961 | Date |  |  | 2024-09-30 15:41 |  | * | [6 empty] | 4.961 |  | 1 | 15 |  | 0 | 16 |  |  | * |  |  | None | *
6 | IP-58278_DOC | 16ga GA Jkt coil 60. | C | Reference Item - Document Management | Active |  | 61 | 1 |  |  |  | Item | 1 | EA | 100 | 1 | 1 | Date |  |  | 2024-09-30 15:41 |  | * | [6 empty] | 1 |  | 1 |  |  | 0 | 0 | [5 empty] | None
5 | 75-W-14-BN1458 | ZINC PLATED-NEOPRENE WASHER-9/32"ID - 5/8"OD | 0 | Purchased Item | Active |  | 23 | 1 |  |  |  | Item | 30 | EA | 100 | 1 | 30 | Date |  |  | 2024-09-30 15:41 |  | * | [6 empty] | 30 |  | 1 | 40 |  | 0 | 41 |  |  | * |  |  | None | *
5 | - IP-58281 | 16ga GA Jkt coil 60 | 0 | Sub-assembly | Active |  | 24 | 1 |  |  |  | Item | 1 | EA | 100 | 1 | 1 | Date |  |  | 2024-09-30 15:41 |  | * | [6 empty] | 1 |  | 1 | 0.064923 |  | 0.064923 | 46.0649 |  |  | * |  |  | None | *
6 | 45-GALC-0225 | STEEL,JKT,A60,16 GA,60" COIL | 0 | Purchased Item | Active |  | 1 | 1 |  |  |  | Item | 13.552 | SFT | 100 | 1 | 13.552 | Date |  |  | 2024-09-30 15:41 |  | * | [6 empty] | 13.552 |  | 1 | 15 |  | 0 | 16 |  |  | * |  |  | None | *
6 | IP-58281_DOC | 16ga GA Jkt coil 60. | C | Reference Item - Document Management | Active |  | 64 | 1 |  |  |  | Item | 1 | EA | 100 | 1 | 1 | Date |  |  | 2024-09-30 15:41 |  | * | [6 empty] | 1 |  | 1 | 45 |  | 0 | 45 | [5 empty] | None
5 | - IP-61518 | 16ga GA Jkt coil 60 | 0 | Sub-assembly | Active |  | 25 | 1 |  |  |  | Item | 1 | EA | 100 | 1 | 1 | Date |  |  | 2024-09-30 15:41 |  | * | [6 empty] | 1 |  | 1 | 0.064923 |  | 0.064923 | 17.0649 |  |  | * |  |  | None | *
6 | 45-GALC-0225 | STEEL,JKT,A60,16 GA,60" COIL | 0 | Purchased Item | Active |  | 1 | 1 |  |  |  | Item | 4.0768 | SFT | 100 | 1 | 4.0768 | Date |  |  | 2024-09-30 15:41 |  | * | [6 empty] | 4.0768 |  | 1 | 15 |  | 0 | 16 |  |  | * |  |  | None | *
6 | IP-61518_DOC | 16ga GA Jkt coil 60. | B | Reference Item - Document Management | Active |  | 79 | 1 |  |  |  | Item | 1 | EA | 100 | 1 | 1 | Date |  |  | 2024-09-30 15:41 |  | * | [6 empty] | 1 |  | 1 |  |  | 0 | 0 | [5 empty] | None
5 | - IP-61519 | 16ga GA Brt coil 60 | 0 | Sub-assembly | Active |  | 26 | 1 |  |  |  | Item | 1 | EA | 100 | 1 | 1 | Date |  |  | 2024-09-30 15:41 |  | * | [6 empty] | 1 |  | 1 | 0.064923 |  | 0.064923 | 41.0649 |  |  | * |  |  | None | *
6 | 45-GALC-0275 | STEEL,GALV,G90,16 GA,60" COIL | 0 | Purchased Item | Active |  | 1 | 1 |  |  |  | Item | 3.9143 | SFT | 100 | 1 | 3.9143 | Date |  |  | 2024-09-30 15:41 |  | * | [6 empty] | 3.9143 |  | 1 | 15 |  | 0 | 16 |  |  | * |  |  | None | *
6 | IP-61519_DOC | 16ga GA Brt coil 60. | B | Reference Item - Document Management | Active |  | 80 | 1 |  |  |  | Item | 1 | EA | 100 | 1 | 1 | Date |  |  | 2024-09-30 15:41 |  | * | [6 empty] | 1 |  | 1 | 40 |  | 0 | 40 | [5 empty] | None
5 | - IP-61521 | 16ga GA Jkt coil 60 | 0 | Sub-assembly | Active |  | 28 | 1 |  |  |  | Item | 1 | EA | 100 | 1 | 1 | Date |  |  | 2024-09-30 15:41 |  | * | [6 empty] | 1 |  | 1 | 0.064923 |  | 0.064923 | 17.0649 |  |  | * |  |  | None | *
6 | 45-GALC-0225 | STEEL,JKT,A60,16 GA,60" COIL | 0 | Purchased Item | Active |  | 1 | 1 |  |  |  | Item | 4.0768 | SFT | 100 | 1 | 4.0768 | Date |  |  | 2024-09-30 15:41 |  | * | [6 empty] | 4.0768 |  | 1 | 15 |  | 0 | 16 |  |  | * |  |  | None | *
6 | IP-61521_DOC | 16ga GA Jkt coil 60. | B | Reference Item - Document Management | Active |  | 82 | 1 |  |  |  | Item | 1 | EA | 100 | 1 | 1 | Date |  |  | 2024-09-30 15:41 |  | * | [6 empty] | 1 |  | 1 |  |  | 0 | 0 | [5 empty] | None
5 | - IP-61526 | 20ga GA Brt coil 60 | 0 | Sub-assembly | Active |  | 29 | 1 |  |  |  | Item | 1 | EA | 100 | 1 | 1 | Date |  |  | 2024-09-30 15:41 |  | * | [6 empty] | 1 |  | 1 | 0.024346 |  | 0.024346 | 21.0243 |  |  | * |  |  | None | *
6 | 45-GALC-0475 | STEEL,GALV,G90,20GA,60" COIL | 0 | Purchased Item | Active |  | 1 | 1 |  |  |  | Item | 2.25 | SFT | 100 | 1 | 2.25 | Date |  |  | 2024-09-30 15:41 |  | * | [6 empty] | 2.25 |  | 1 | 15 |  | 0 | 16 |  |  | * |  |  | None | *
6 | IP-61526_DOC | 20ga GA Brt coil 60. | E | Reference Item - Document Management | Active |  | 83 | 1 |  |  |  | Item | 1 | EA | 100 | 1 | 1 | Date |  |  | 2024-09-30 15:41 |  | * | [6 empty] | 1 |  | 1 | 20 |  | 0 | 20 | [5 empty] | None
5 | - IP-61520 | 16ga GA Brt coil 60 | 0 | Sub-assembly | Active |  | 30 | 1 |  |  |  | Item | 1 | EA | 100 | 1 | 1 | Date |  |  | 2024-09-30 15:41 |  | * | [6 empty] | 1 |  | 1 | 0.064923 |  | 0.064923 | 51.0649 |  |  | * |  |  | None | *
6 | 45-GALC-0275 | STEEL,GALV,G90,16 GA,60" COIL | 0 | Purchased Item | Active |  | 1 | 1 |  |  |  | Item | 3.9143 | SFT | 100 | 1 | 3.9143 | Date |  |  | 2024-09-30 15:41 |  | * | [6 empty] | 3.9143 |  | 1 | 15 |  | 0 | 16 |  |  | * |  |  | None | *
6 | IP-61520_DOC | 16ga GA Brt coil 60. | B | Reference Item - Document Management | Active |  | 81 | 1 |  |  |  | Item | 1 | EA | 100 | 1 | 1 | Date |  |  | 2024-09-30 15:41 |  | * | [6 empty] | 1 |  | 1 | 50 |  | 0 | 50 | [5 empty] | None
5 | 75-RIVET-0050 | 304 STAINLESS STEEL - POP RIVET - 1/8" X .188-250" LONG | 0 | Purchased Item | Active |  | 31 | 1 |  |  |  | Item | 30 | EA | 100 | 1 | 30 | Date |  |  | 2024-09-30 15:41 |  | * | [6 empty] | 30 |  | 1 | 20 |  | 0 | 21 |  |  | * |  |  | None | *
4 | - IP-58689 | 16ga GA Brt coil 60 | 0 | Sub-assembly | Active |  | 49 | 1 |  |  |  | Item | 1 | EA | 100 | 1 | 1 | Date |  |  | 2024-09-30 15:41 |  | * | [6 empty] | 1 |  | 1 | 0.064923 |  | 0.064923 | 17.0649 |  |  | * |  |  | None | *
5 | 45-GALC-0275 | STEEL,GALV,G90,16 GA,60" COIL | 0 | Purchased Item | Active |  | 1 | 1 |  |  |  | Item | 1 | SFT | 100 | 1 | 1 | Date |  |  | 2024-09-30 15:41 |  | * | [6 empty] | 1 |  | 1 | 15 |  | 0 | 16 |  |  | * |  |  | None | *
5 | IP-58689_DOC | 16ga GA Brt coil 60. | B | Reference Item - Document Management | Active |  | 5 | 1 |  |  |  | Item | 1 | EA | 100 | 1 | 1 | Date |  |  | 2024-09-30 15:41 |  | * | [6 empty] | 1 |  | 1 |  |  | 0 | 0 | [5 empty] | None
4 | - IP-58688 | 16ga SS 304L Solid coil 60 | 0 | Sub-assembly | Active |  | 50 | 1 |  |  |  | Item | 1 | EA | 100 | 1 | 1 | Date |  |  | 2024-09-30 15:41 |  | * | [6 empty] | 1 |  | 1 | 0.064923 |  | 0.064923 | 12.0649 |  |  | * |  |  | None | *
5 | 45-304L-C0110 | STEEL,304-L S/S,16 GA,60" COIL | 0 | Purchased Item | Active |  | 1 | 1 |  |  |  | Item | 1 | SFT | 100 | 1 | 1 | Date |  |  | 2024-09-30 15:41 |  | * | [6 empty] | 1 |  | 1 | 10 |  | 0 | 11 |  |  | * |  |  | None | *
5 | IP-58688_DOC | 16ga SS 304L Solid coil 60. | B | Reference Item - Document Management | Active |  | 4 | 1 |  |  |  | Item | 1 | EA | 100 | 1 | 1 | Date |  |  | 2024-09-30 15:41 |  | * | [6 empty] | 1 |  | 1 |  |  | 0 | 0 | [5 empty] | None
4 | - IP-58687 | 16ga SS 304L Solid coil 60 | 0 | Sub-assembly | Active |  | 51 | 1 |  |  |  | Item | 1 | EA | 100 | 1 | 1 | Date |  |  | 2024-09-30 15:41 |  | * | [6 empty] | 1 |  | 1 | 0.064923 |  | 0.064923 | 12.0649 |  |  | * |  |  | None | *
5 | 45-304L-C0110 | STEEL,304-L S/S,16 GA,60" COIL | 0 | Purchased Item | Active |  | 1 | 1 |  |  |  | Item | 1 | SFT | 100 | 1 | 1 | Date |  |  | 2024-09-30 15:41 |  | * | [6 empty] | 1 |  | 1 | 10 |  | 0 | 11 |  |  | * |  |  | None | *
5 | IP-58687_DOC | 16ga SS 304L Solid coil 60. | B | Reference Item - Document Management | Active |  | 3 | 1 |  |  |  | Item | 1 | EA | 100 | 1 | 1 | Date |  |  | 2024-09-30 15:41 |  | * | [6 empty] | 1 |  | 1 |  |  | 0 | 0 | [5 empty] | None
4 | - IP-58686 | 16ga SS 304L Solid coil 60 | 0 | Sub-assembly | Active |  | 52 | 1 |  |  |  | Item | 1 | EA | 100 | 1 | 1 | Date |  |  | 2024-09-30 15:41 |  | * | [6 empty] | 1 |  | 1 | 0.064923 |  | 0.064923 | 12.0649 |  |  | * |  |  | None | *
5 | 45-304L-C0110 | STEEL,304-L S/S,16 GA,60" COIL | 0 | Purchased Item | Active |  | 1 | 1 |  |  |  | Item | 1 | SFT | 100 | 1 | 1 | Date |  |  | 2024-09-30 15:41 |  | * | [6 empty] | 1 |  | 1 | 10 |  | 0 | 11 |  |  | * |  |  | None | *
5 | IP-58686_DOC | 16ga SS 304L Solid coil 60. | C | Reference Item - Document Management | Active |  | 58 | 1 |  |  |  | Item | 1 | EA | 100 | 1 | 1 | Date |  |  | 2024-09-30 15:41 |  | * | [6 empty] | 1 |  | 1 |  |  | 0 | 0 | [5 empty] | None
4 | - IP-58685 | 16ga SS 304L Solid coil 60 | 0 | Sub-assembly | Active |  | 53 | 1 |  |  |  | Item | 1 | EA | 100 | 1 | 1 | Date |  |  | 2024-09-30 15:41 |  | * | [6 empty] | 1 |  | 1 | 0.064923 |  | 0.064923 | 12.0649 |  |  | * |  |  | None | *
5 | 45-304L-C0110 | STEEL,304-L S/S,16 GA,60" COIL | 0 | Purchased Item | Active |  | 1 | 1 |  |  |  | Item | 1 | SFT | 100 | 1 | 1 | Date |  |  | 2024-09-30 15:41 |  | * | [6 empty] | 1 |  | 1 | 10 |  | 0 | 11 |  |  | * |  |  | None | *
5 | IP-58685_DOC | 16ga SS 304L Solid coil 60. | C | Reference Item - Document Management | Active |  | 57 | 1 |  |  |  | Item | 1 | EA | 100 | 1 | 1 | Date |  |  | 2024-09-30 15:41 |  | * | [6 empty] | 1 |  | 1 |  |  | 0 | 0 | [5 empty] | None
4 | 75-RIVET-0050 | 304 STAINLESS STEEL - POP RIVET - 1/8" X .188-250" LONG | 0 | Purchased Item | Active |  | 54 | 1 |  |  |  | Item | 12 | EA | 100 | 1 | 12 | Date |  |  | 2024-09-30 15:41 |  | * | [6 empty] | 12 |  | 1 | 20 |  | 0 | 21 |  |  | * |  |  | None | *
3 | - MCYS06-SMA-66123 | ROOF ASSY LOWER | 0 | Sub-assembly | Active |  | 3 | 1 |  |  |  | Item | 1 | EA | 100 | 1 | 1 | Date |  |  | 2024-09-30 15:41 |  | * | [6 empty] | 1 |  | 1 | 0 |  | 0.064923 | 128 |  |  | * |  |  | None | *
4 | - MCYS06-SMA-66124 | ROOF COLLARS SUB ASSY | 0 | Sub-assembly | Active |  | 1 | 1 |  |  |  | Item | 1 | EA | 100 | 1 | 1 | Date |  |  | 2024-09-30 15:41 |  | * | [6 empty] | 1 |  | 1 | 0 |  | 0.064923 | 42 |  |  | * |  |  | None | *
5 | - MCYSC4-SMA-60004 | COLLAR 4 - MSF CYS06 COLO4 LOWER SECTION | 0 | Sub-assembly | Active |  | 1 | 1 |  |  |  | Item | 2 | EA | 100 | 1 | 2 | Date |  |  | 2024-09-30 15:41 |  | * | [6 empty] | 2 |  | 1 | 0 |  | 0.064923 | 13.0649 |  |  | * |  |  | None | *
6 | - IP-60003 | 16ga SS 304L Solid coil 60 | 0 | Sub-assembly | Active |  | 1 | 1 |  |  |  | Item | 2 | EA | 100 | 1 | 4 | Date |  |  | 2024-09-30 15:41 |  | * | [6 empty] | 4 |  | 1 | 0.024346 |  | 0.024346 | 12.0243 |  |  | * |  |  | None | *
7 | 45-304L-C0110 | STEEL,304-L S/S,16 GA,60" COIL | 0 | Purchased Item | Active |  | 1 | 1 |  |  |  | Item | 0.383 | SFT | 100 | 1 | 1.532 | Date |  |  | 2024-09-30 15:41 |  | * | [6 empty] | 1.532 |  | 1 | 10 |  | 0 | 11 |  |  | * |  |  | None | *
7 | IP-60003_DOC | 16ga SS 304L Solid coil 60. | B | Reference Item - Document Management | Active |  | 99999 | 1 |  |  |  | Item | 1 | EA | 100 | 1 | 4 | Date |  |  | 2024-09-30 15:41 |  | * | [6 empty] | 4 |  | 1 |  |  | 0 | 0 | [5 empty] | None
6 | - IP-60002 | 16ga SS 304L Solid coil 60 | 0 | Sub-assembly | Active |  | 2 | 1 |  |  |  | Item | 2 | EA | 100 | 1 | 4 | Date |  |  | 2024-09-30 15:41 |  | * | [6 empty] | 4 |  | 1 | 0.064923 |  | 0.064923 | 12.0649 |  |  | * |  |  | None | *
7 | 45-304L-C0110 | STEEL,304-L S/S,16 GA,60" COIL | 0 | Purchased Item | Active |  | 1 | 1 |  |  |  | Item | 2.846 | SFT | 100 | 1 | 11.384 | Date |  |  | 2024-09-30 15:41 |  | * | [6 empty] | 11.384 |  | 1 | 10 |  | 0 | 11 |  |  | * |  |  | None | *
7 | IP-60002_DOC | 16ga SS 304L Solid coil 60. | B | Reference Item - Document Management | Active |  | 99999 | 1 |  |  |  | Item | 1 | EA | 100 | 1 | 4 | Date |  |  | 2024-09-30 15:41 |  | * | [6 empty] | 4 |  | 1 |  |  | 0 | 0 | [5 empty] | None
5 | 75-SCWR-818-1S | SELF DRILLING SCREW 8-18,1" LENGTH, 410 STAINLESS STEEL PAN HEAD PHILLIPS #0128166 | 0 | Purchased Item | Active |  | 2 | 1 |  |  |  | Item | 148 | EA | 100 | 1 | 148 | Date |  |  | 2024-09-30 15:41 |  | * | [6 empty] | 148 |  | 1 | 40 |  | 0 | 41 |  |  | * |  |  | None | *
5 | - MCYSC4-SMA-60001 | COLLAR 3 - MSF CYS06 COLO4 LOWER SECTION | 0 | Sub-assembly | Active |  | 3 | 1 |  |  |  | Item | 2 | EA | 100 | 1 | 2 | Date |  |  | 2024-09-30 15:41 |  | * | [6 empty] | 2 |  | 1 | 0 |  | 0.024346 | 13.0243 |  |  | * |  |  | None | *
6 | - IP-59499 | 16ga SS 304L Solid coil 60 | 0 | Sub-assembly | Active |  | 3 | 1 |  |  |  | Item | 2 | EA | 100 | 1 | 4 | Date |  |  | 2024-09-30 15:41 |  | * | [6 empty] | 4 |  | 1 | 0 |  | 0 | 12 |  |  | * |  |  | None | *
7 | 45-304L-C0110 | STEEL,304-L S/S,16 GA,60" COIL | 0 | Purchased Item | Active |  | 1 | 1 |  |  |  | Item | 0.52 | SFT | 100 | 1 | 2.08 | Date |  |  | 2024-09-30 15:41 |  | * | [6 empty] | 2.08 |  | 1 | 10 |  | 0 | 11 |  |  | * |  |  | None | *
7 | IP-59499_DOC | 16ga SS 304L Solid coil 60. | B | Reference Item - Document Management | Active |  | 99999 | 1 |  |  |  | Item | 1 | EA | 100 | 1 | 4 | Date |  |  | 2024-09-30 15:41 |  | * | [6 empty] | 4 |  | 1 |  |  | 0 | 0 | [5 empty] | None
6 | - IP-60000 | 16ga SS 304L Solid coil 60 | 0 | Sub-assembly | Active |  | 4 | 1 |  |  |  | Item | 2 | EA | 100 | 1 | 4 | Date |  |  | 2024-09-30 15:41 |  | * | [6 empty] | 4 |  | 1 | 0.024346 |  | 0.024346 | 12.0243 |  |  | * |  |  | None | *
7 | 45-304L-C0110 | STEEL,304-L S/S,16 GA,60" COIL | 0 | Purchased Item | Active |  | 1 | 1 |  |  |  | Item | 0.285 | SFT | 100 | 1 | 1.14 | Date |  |  | 2024-09-30 15:41 |  | * | [6 empty] | 1.14 |  | 1 | 10 |  | 0 | 11 |  |  | * |  |  | None | *
7 | IP-60000_DOC | 16ga SS 304L Solid coil 60. | B | Reference Item - Document Management | Active |  | 99999 | 1 |  |  |  | Item | 1 | EA | 100 | 1 | 4 | Date |  |  | 2024-09-30 15:41 |  | * | [6 empty] | 4 |  | 1 |  |  | 0 | 0 | [5 empty] | None
5 | - MCYSC4-SMA-59498 | COLLAR 2 - MSF CYS06 COLO4 LOWER SECTION | 0 | Sub-assembly | Active |  | 4 | 1 |  |  |  | Item | 4 | EA | 100 | 1 | 4 | Date |  |  | 2024-09-30 15:41 |  | * | [6 empty] | 4 |  | 1 | 0 |  | 0.064923 | 18.0649 |  |  | * |  |  | None | *
6 | - IP-59496 | 16ga GA Brt coil 60 | 0 | Sub-assembly | Active |  | 3 | 1 |  |  |  | Item | 2 | EA | 100 | 1 | 8 | Date |  |  | 2024-09-30 15:41 |  | * | [6 empty] | 8 |  | 1 | 0.064923 |  | 0.064923 | 17.0649 |  |  | * |  |  | None | *
7 | 45-GALC-0275 | STEEL,GALV,G90,16 GA,60" COIL | 0 | Purchased Item | Active |  | 1 | 1 |  |  |  | Item | 3.266 | SFT | 100 | 1 | 26.128 | Date |  |  | 2024-09-30 15:41 |  | * | [6 empty] | 26.128 |  | 1 | 15 |  | 0 | 16 |  |  | * |  |  | None | *
7 | IP-59496_DOC | 16ga GA Brt coil 60. | B | Reference Item - Document Management | Active |  | 99999 | 1 |  |  |  | Item | 1 | EA | 100 | 1 | 8 | Date |  |  | 2024-09-30 15:41 |  | * | [6 empty] | 8 |  | 1 | 10 |  | 0 | 10 | [5 empty] | None
6 | - IP-59497 | 16ga GA Brt coil 60 | 0 | Sub-assembly | Active |  | 4 | 1 |  |  |  | Item | 2 | EA | 100 | 1 | 8 | Date |  |  | 2024-09-30 15:41 |  | * | [6 empty] | 8 |  | 1 | 0.024346 |  | 0.024346 | 17.0243 |  |  | * |  |  | None | *
7 | 45-GALC-0275 | STEEL,GALV,G90,16 GA,60" COIL | 0 | Purchased Item | Active |  | 1 | 1 |  |  |  | Item | 1.552 | SFT | 100 | 1 | 12.416 | Date |  |  | 2024-09-30 15:41 |  | * | [6 empty] | 12.416 |  | 1 | 15 |  | 0 | 16 |  |  | * |  |  | None | *
7 | IP-59497_DOC | 16ga GA Brt coil 60. | C | Reference Item - Document Management | Active |  | 99999 | 1 |  |  |  | Item | 1 | EA | 100 | 1 | 8 | Date |  |  | 2024-09-30 15:41 |  | * | [6 empty] | 8 |  | 1 |  |  | 0 | 0 | [5 empty] | None
4 | 75-BR-146325A | 1/4" DIAMETER, 0.0630"-0.25" MATERIAL THICKNESS, ALUMINUM BLIND RIVET WITH ALUMINUM MANDREL MCMASTER# 97447A651 | 0 | Purchased Item | Active |  | 2 | 1 |  |  |  | Item | 144 | EA | 100 | 1 | 144 | Date |  |  | 2024-09-30 15:41 |  | * | [6 empty] | 144 |  | 1 | 125 |  | 0 | 126 |  |  | * |  |  | None | *
4 | - IP-60189 | 12ga GA Jkt 60x144 | 0 | Sub-assembly | Active |  | 3 | 1 |  |  |  | Item | 8 | EA | 100 | 1 | 8 | Date |  |  | 2024-09-30 15:41 |  | * | [6 empty] | 8 |  | 1 | 0.024346 |  | 0.024346 | 17.0243 |  |  | * |  |  | None | *
5 | 45-GALV-0135 | STEEL,JKT,A60,12GA,60X144 | 0 | Purchased Item | Active |  | 1 | 1 |  |  |  | Item | 3.25 | SFT | 100 | 1 | 26 | Date |  |  | 2024-09-30 15:41 |  | * | [6 empty] | 26 |  | 1 | 15 |  | 0 | 16 |  |  | * |  |  | None | *
5 | IP-60189_DOC | 12ga GA Jkt 60x144. | C | Reference Item - Document Management | Active |  | 99999 | 1 |  |  |  | Item | 1 | EA | 100 | 1 | 8 | Date |  |  | 2024-09-30 15:41 |  | * | [6 empty] | 8 |  | 1 |  |  | 0 | 0 | [5 empty] | None
4 | - MCYSC4-SMA-58163 | FOAM PANEL - LOWER ROOF ASSY 1 | 0 | Sub-assembly | Active |  | 4 | 1 |  |  |  | Item | 1 | EA | 100 | 1 | 1 | Date |  |  | 2024-09-30 15:41 |  | * | [6 empty] | 1 |  | 1 | 0 |  | 0.064923 | 127 |  |  | * |  |  | None | *
5 | - IP-58196 | FOAM PANEL - LOWER NEAR SIDE - RH 4 - SUB ASSY | 0 | Sub-assembly | Active |  | 44 | 1 |  |  |  | Item | 1 | EA | 100 | 1 | 1 | Date |  |  | 2024-09-30 15:41 |  | * | [6 empty] | 1 |  | 1 | 0 |  | 0 | 18 |  |  | * |  |  | None | *
6 | - IP-58199 | 20ga SS 304L Solid coil 60 | 0 | Sub-assembly | Active |  | 1 | 1 |  |  |  | Item | 1 | EA | 100 | 1 | 1 | Date |  |  | 2024-09-30 15:41 |  | * | [6 empty] | 1 |  | 1 | 0 |  | 0 | 17 |  |  | * |  |  | None | *
7 | 45-304L-C0150 | STEEL,304-L S/S,20 GA,60" COIL | 0 | Purchased Item | Active |  | 1 | 1 |  |  |  | Item | 5 | SFT | 100 | 1 | 5 | Date |  |  | 2024-09-30 15:41 |  | * | [6 empty] | 5 |  | 1 | 15 |  | 0 | 16 |  |  | * |  |  | None | *
6 | - IP-58198 | R-max Polyisocyanurate Foam Board, 2.5lbs/ft3, GRF faced, 2.83 - 2.95 ( +/- .060) thick, 43 x 120 | 0 | Sub-assembly | Active |  | 2 | 1 |  |  |  | Item | 1 | EA | 100 | 1 | 1 | Date |  |  | 2024-09-30 15:41 |  | * | [6 empty] | 1 |  | 1 | 0 |  | 0 | 17 |  |  | * |  |  | None | *
7 | 35-INSU-RM34312 | R-MAX POLYISOCYANURATE FOAM BOARD, 2.5LBS/FT3, GRF FACED, 2.83 - 2.95 ( +/- .060)” THICK, 43 X 120” | 0 | Purchased Item | Active |  | 1 | 1 |  |  |  | Item | 5 | SFT | 100 | 1 | 5 | Date |  |  | 2024-09-30 15:41 |  | * | [6 empty] | 5 |  | 1 | 15 |  | 0 | 16 |  |  | * |  |  | None | *
6 | - IP-58197 | 20ga GA Jkt coil ROBOR | 0 | Sub-assembly | Active |  | 3 | 1 |  |  |  | Item | 1 | EA | 100 | 1 | 1 | Date |  |  | 2024-09-30 15:41 |  | * | [6 empty] | 1 |  | 1 | 0 |  | 0 | 17 |  |  | * |  |  | None | *
7 | 46-GALC-A620G44 | STEEL,JKT,A60,20GA,44.488" COIL, +/- 0.078" | 0 | Purchased Item | Active |  | 1 | 1 |  |  |  | Item | 5 | SFT | 100 | 1 | 5 | Date |  |  | 2024-09-30 15:41 |  | * | [6 empty] | 5 |  | 1 | 15 |  | 0 | 16 |  |  | * |  |  | None | *
6 | IP-58196_DOC | FOAM PANEL - LOWER NEAR SIDE - RH 4 - SUB ASSY | 0 | Reference Item - Document Management | Active |  | 99999 | 1 |  |  |  | Item | 1 | EA | 100 | 1 | 1 | Date |  |  | 2024-09-30 15:41 |  | * | [6 empty] | 1 |  | 1 |  |  | 0 | 0 | [5 empty] | None
5 | - IP-59333 | 16ga GA Brt coil 60 | 0 | Sub-assembly | Active |  | 45 | 1 |  |  |  | Item | 2 | EA | 100 | 1 | 2 | Date |  |  | 2024-09-30 15:41 |  | * | [6 empty] | 2 |  | 1 | 0.064923 |  | 0.064923 | 12.0649 |  |  | * |  |  | None | *
6 | 45-304L-C0110 | STEEL,304-L S/S,16 GA,60" COIL | 0 | Purchased Item | Active |  | 1 | 1 |  |  |  | Item | 1.7665 | SFT | 100 | 1 | 3.5331 | Date |  |  | 2024-09-30 15:41 |  | * | [6 empty] | 3.5331 |  | 1 | 10 |  | 0 | 11 |  |  | * |  |  | None | *
6 | IP-59333_DOC | 16ga GA Brt coil 60. | B | Reference Item - Document Management | Active |  | 99999 | 1 |  |  |  | Item | 1 | EA | 100 | 1 | 2 | Date |  |  | 2024-09-30 15:41 |  | * | [6 empty] | 2 |  | 1 |  |  | 0 | 0 | [5 empty] | None
5 | - IP-59329 | 16ga GA Jkt coil 60 | 0 | Sub-assembly | Active |  | 46 | 1 |  |  |  | Item | 1 | EA | 100 | 1 | 1 | Date |  |  | 2024-09-30 15:41 |  | * | [6 empty] | 1 |  | 1 | 0.064923 |  | 0.064923 | 17.0649 |  |  | * |  |  | None | *
6 | 45-GALC-0225 | STEEL,JKT,A60,16 GA,60" COIL | 0 | Purchased Item | Active |  | 1 | 1 |  |  |  | Item | 0.33523 | SFT | 100 | 1 | 0.33523 | Date |  |  | 2024-09-30 15:41 |  | * | [6 empty] | 0.33523 |  | 1 | 15 |  | 0 | 16 |  |  | * |  |  | None | *
6 | IP-59329_DOC | 16ga GA Jkt coil 60. | B | Reference Item - Document Management | Active |  | 99999 | 1 |  |  |  | Item | 1 | EA | 100 | 1 | 1 | Date |  |  | 2024-09-30 15:41 |  | * | [6 empty] | 1 |  | 1 | 0 |  | 0 | 0 | [5 empty] | None
5 | - IP-59324 | 16ga GA Brt coil 60 | 0 | Sub-assembly | Active |  | 47 | 1 |  |  |  | Item | 2 | EA | 100 | 1 | 2 | Date |  |  | 2024-09-30 15:41 |  | * | [6 empty] | 2 |  | 1 | 0.064923 |  | 0.064923 | 12.0649 |  |  | * |  |  | None | *
6 | 45-304L-C0110 | STEEL,304-L S/S,16 GA,60" COIL | 0 | Purchased Item | Active |  | 1 | 1 |  |  |  | Item | 0.27025 | SFT | 100 | 1 | 0.5405 | Date |  |  | 2024-09-30 15:41 |  | * | [6 empty] | 0.5405 |  | 1 | 10 |  | 0 | 11 |  |  | * |  |  | None | *
6 | IP-59324_DOC | 16ga GA Brt coil 60. | B | Reference Item - Document Management | Active |  | 99999 | 1 |  |  |  | Item | 1 | EA | 100 | 1 | 2 | Date |  |  | 2024-09-30 15:41 |  | * | [6 empty] | 2 |  | 1 |  |  | 0 | 0 | [5 empty] | None
5 | - IP-58164 | FOAM PANEL ROOF LOWER LH 1 | 0 | Sub-assembly | Active |  | 48 | 1 |  |  |  | Item | 1 | EA | 100 | 1 | 1 | Date |  |  | 2024-09-30 15:41 |  | * | [6 empty] | 1 |  | 1 | 0 |  | 0 | 23 |  |  | * |  |  | None | *
6 | - IP-58165 | 20ga GA Jkt coil ROBOR | 0 | Sub-assembly | Active |  | 1 | 1 |  |  |  | Item | 1 | EA | 100 | 1 | 1 | Date |  |  | 2024-09-30 15:41 |  | * | [6 empty] | 1 |  | 1 | 0 |  | 0 | 17 |  |  | * |  |  | None | *
7 | 46-GALC-A620G44 | STEEL,JKT,A60,20GA,44.488" COIL, +/- 0.078" | 0 | Purchased Item | Active |  | 1 | 1 |  |  |  | Item | 35 | SFT | 100 | 1 | 35 | Date |  |  | 2024-09-30 15:41 |  | * | [6 empty] | 35 |  | 1 | 15 |  | 0 | 16 |  |  | * |  |  | None | *
6 | - IP-58166 | R-max Polyisocyanurate Foam Board, 2.5lbs/ft3, GRF faced, 2.83 - 2.95 ( +/- .060) thick, 43 x 120 | 0 | Sub-assembly | Active |  | 2 | 1 |  |  |  | Item | 1 | EA | 100 | 1 | 1 | Date |  |  | 2024-09-30 15:41 |  | * | [6 empty] | 1 |  | 1 | 0 |  | 0 | 17 |  |  | * |  |  | None | *
7 | 35-INSU-RM34312 | R-MAX POLYISOCYANURATE FOAM BOARD, 2.5LBS/FT3, GRF FACED, 2.83 - 2.95 ( +/- .060)” THICK, 43 X 120” | 0 | Purchased Item | Active |  | 1 | 1 |  |  |  | Item | 35 | SFT | 100 | 1 | 35 | Date |  |  | 2024-09-30 15:41 |  | * | [6 empty] | 35 |  | 1 | 15 |  | 0 | 16 |  |  | * |  |  | None | *
6 | - IP-58167 | 20ga GA Brt coil ROBOR | 0 | Sub-assembly | Active |  | 3 | 1 |  |  |  | Item | 1 | EA | 100 | 1 | 1 | Date |  |  | 2024-09-30 15:41 |  | * | [6 empty] | 1 |  | 1 | 0 |  | 0 | 22 |  |  | * |  |  | None | *
7 | 46-PRPCG9020GO | STEEL G90 20GA WIDTH 44.488",EXTERIOR: CLEAR CONDUCTIVE GLOSS ONLY, INTERIOR:EPOXY | 0 | Purchased Item | Active |  | 1 | 1 |  |  |  | Item | 35 | SFT | 100 | 1 | 35 | Date |  |  | 2024-09-30 15:41 |  | * | [6 empty] | 35 |  | 1 | 20 |  | 0 | 21 |  |  | * |  |  | None | *
6 | IP-58164_DOC | FOAM PANEL ROOF LOWER LH 1 | 0 | Reference Item - Document Management | Active |  | 99999 | 1 |  |  |  | Item | 1 | EA | 100 | 1 | 1 | Date |  |  | 2024-09-30 15:41 |  | * | [6 empty] | 1 |  | 1 |  |  | 0 | 0 | [5 empty] | None
5 | - IP-58188 | FOAM PANEL - LOWER NEAR SIDE - LH 4 - SUB ASSY | 0 | Sub-assembly | Active |  | 49 | 1 |  |  |  | Item | 1 | EA | 100 | 1 | 1 | Date |  |  | 2024-09-30 15:41 |  | * | [6 empty] | 1 |  | 1 | 0 |  | 0 | 23 |  |  | * |  |  | None | *
6 | - IP-58189 | 20ga GA Jkt coil ROBOR | 0 | Sub-assembly | Active |  | 1 | 1 |  |  |  | Item | 1 | EA | 100 | 1 | 1 | Date |  |  | 2024-09-30 15:41 |  | * | [6 empty] | 1 |  | 1 | 0 |  | 0 | 17 |  |  | * |  |  | None | *
7 | 46-GALC-A620G44 | STEEL,JKT,A60,20GA,44.488" COIL, +/- 0.078" | 0 | Purchased Item | Active |  | 1 | 1 |  |  |  | Item | 20 | SFT | 100 | 1 | 20 | Date |  |  | 2024-09-30 15:41 |  | * | [6 empty] | 20 |  | 1 | 15 |  | 0 | 16 |  |  | * |  |  | None | *
6 | - IP-58191 | 20ga GA Brt coil ROBOR | 0 | Sub-assembly | Active |  | 2 | 1 |  |  |  | Item | 1 | EA | 100 | 1 | 1 | Date |  |  | 2024-09-30 15:41 |  | * | [6 empty] | 1 |  | 1 | 0 |  | 0 | 22 |  |  | * |  |  | None | *
7 | 46-PRPCG9020GO | STEEL G90 20GA WIDTH 44.488",EXTERIOR: CLEAR CONDUCTIVE GLOSS ONLY, INTERIOR:EPOXY | 0 | Purchased Item | Active |  | 1 | 1 |  |  |  | Item | 20 | SFT | 100 | 1 | 20 | Date |  |  | 2024-09-30 15:41 |  | * | [6 empty] | 20 |  | 1 | 20 |  | 0 | 21 |  |  | * |  |  | None | *
6 | - IP-58190 | R-max Polyisocyanurate Foam Board, 2.5lbs/ft3, GRF faced, 2.83 - 2.95 ( +/- .060) thick, 43 x 120 | 0 | Sub-assembly | Active |  | 3 | 1 |  |  |  | Item | 1 | EA | 100 | 1 | 1 | Date |  |  | 2024-09-30 15:41 |  | * | [6 empty] | 1 |  | 1 | 0 |  | 0 | 17 |  |  | * |  |  | None | *
7 | 35-INSU-RM34312 | R-MAX POLYISOCYANURATE FOAM BOARD, 2.5LBS/FT3, GRF FACED, 2.83 - 2.95 ( +/- .060)” THICK, 43 X 120” | 0 | Purchased Item | Active |  | 1 | 1 |  |  |  | Item | 20 | SFT | 100 | 1 | 20 | Date |  |  | 2024-09-30 15:41 |  | * | [6 empty] | 20 |  | 1 | 15 |  | 0 | 16 |  |  | * |  |  | None | *
6 | IP-58188_DOC | FOAM PANEL - LOWER NEAR SIDE - LH 4 - SUB ASSY | 0 | Reference Item - Document Management | Active |  | 99999 | 1 |  |  |  | Item | 1 | EA | 100 | 1 | 1 | Date |  |  | 2024-09-30 15:41 |  | * | [6 empty] | 1 |  | 1 |  |  | 0 | 0 | [5 empty] | None
5 | - IP-58228 | FOAM PANEL - LOWER NEAR SIDE - RH 5 - SUB ASSY | 0 | Sub-assembly | Active |  | 50 | 1 |  |  |  | Item | 1 | EA | 100 | 1 | 1 | Date |  |  | 2024-09-30 15:41 |  | * | [6 empty] | 1 |  | 1 | 0 |  | 0 | 23 |  |  | * |  |  | None | *
6 | - IP-58230 | R-max Polyisocyanurate Foam Board, 2.5lbs/ft3, GRF faced, 2.83 - 2.95 ( +/- .060) thick, 43 x 120 | 0 | Sub-assembly | Active |  | 1 | 1 |  |  |  | Item | 1 | EA | 100 | 1 | 1 | Date |  |  | 2024-09-30 15:41 |  | * | [6 empty] | 1 |  | 1 | 0 |  | 0 | 17 |  |  | * |  |  | None | *
7 | 35-INSU-RM34312 | R-MAX POLYISOCYANURATE FOAM BOARD, 2.5LBS/FT3, GRF FACED, 2.83 - 2.95 ( +/- .060)” THICK, 43 X 120” | 0 | Purchased Item | Active |  | 1 | 1 |  |  |  | Item | 20 | SFT | 100 | 1 | 20 | Date |  |  | 2024-09-30 15:41 |  | * | [6 empty] | 20 |  | 1 | 15 |  | 0 | 16 |  |  | * |  |  | None | *
6 | - IP-58231 | 20ga SS 304L Solid coil 60 | 0 | Sub-assembly | Active |  | 2 | 1 |  |  |  | Item | 1 | EA | 100 | 1 | 1 | Date |  |  | 2024-09-30 15:41 |  | * | [6 empty] | 1 |  | 1 | 0 |  | 0 | 22 |  |  | * |  |  | None | *
7 | 46-PRPCSS0420G0 | 304L S/S 20GA WIDTH 44.488" EXTERIOR: CLEAR CONDUCTIVE GLOSS ONLY, INTERIOR:EPOXY PRIMER | 0 | Purchased Item | Active |  | 1 | 1 |  |  |  | Item | 20 | SFT | 100 | 1 | 20 | Date |  |  | 2024-09-30 15:41 |  | * | [6 empty] | 20 |  | 1 | 20 |  | 0 | 21 |  |  | * |  |  | None | *
6 | - IP-58229 | 20ga GA Jkt coil ROBOR | 0 | Sub-assembly | Active |  | 3 | 1 |  |  |  | Item | 1 | EA | 100 | 1 | 1 | Date |  |  | 2024-09-30 15:41 |  | * | [6 empty] | 1 |  | 1 | 0 |  | 0 | 17 |  |  | * |  |  | None | *
7 | 46-GALC-A620G44 | STEEL,JKT,A60,20GA,44.488" COIL, +/- 0.078" | 0 | Purchased Item | Active |  | 1 | 1 |  |  |  | Item | 20 | SFT | 100 | 1 | 20 | Date |  |  | 2024-09-30 15:41 |  | * | [6 empty] | 20 |  | 1 | 15 |  | 0 | 16 |  |  | * |  |  | None | *
6 | IP-58228_DOC | FOAM PANEL - LOWER NEAR SIDE - RH 5 - SUB ASSY | 0 | Reference Item - Document Management | Active |  | 99999 | 1 |  |  |  | Item | 1 | EA | 100 | 1 | 1 | Date |  |  | 2024-09-30 15:41 |  | * | [6 empty] | 1 |  | 1 |  |  | 0 | 0 | [5 empty] | None
5 | - IP-59331 | 16ga GA Jkt coil 60 | 0 | Sub-assembly | Active |  | 51 | 1 |  |  |  | Item | 2 | EA | 100 | 1 | 2 | Date |  |  | 2024-09-30 15:41 |  | * | [6 empty] | 2 |  | 1 | 0.064923 |  | 0.064923 | 31.0649 |  |  | * |  |  | None | *
6 | 45-GALC-0225 | STEEL,JKT,A60,16 GA,60" COIL | 0 | Purchased Item | Active |  | 1 | 1 |  |  |  | Item | 0.35234 | SFT | 100 | 1 | 0.70468 | Date |  |  | 2024-09-30 15:41 |  | * | [6 empty] | 0.70468 |  | 1 | 15 |  | 0 | 16 |  |  | * |  |  | None | *
6 | IP-59331_DOC | 16ga GA Jkt coil 60. | B | Reference Item - Document Management | Active |  | 99999 | 1 |  |  |  | Item | 1 | EA | 100 | 1 | 2 | Date |  |  | 2024-09-30 15:41 |  | * | [6 empty] | 2 |  | 1 | 30 |  | 0 | 30 | [5 empty] | None
5 | - IP-59332 | 16ga GA Brt coil 60 | 0 | Sub-assembly | Active |  | 52 | 1 |  |  |  | Item | 2 | EA | 100 | 1 | 2 | Date |  |  | 2024-09-30 15:41 |  | * | [6 empty] | 2 |  | 1 | 0.064923 |  | 0.064923 | 12.0649 |  |  | * |  |  | None | *
6 | 45-304L-C0110 | STEEL,304-L S/S,16 GA,60" COIL | 0 | Purchased Item | Active |  | 1 | 1 |  |  |  | Item | 0.33109 | SFT | 100 | 1 | 0.66218 | Date |  |  | 2024-09-30 15:41 |  | * | [6 empty] | 0.66218 |  | 1 | 10 |  | 0 | 11 |  |  | * |  |  | None | *
6 | IP-59332_DOC | 16ga GA Brt coil 60. | B | Reference Item - Document Management | Active |  | 99999 | 1 |  |  |  | Item | 1 | EA | 100 | 1 | 2 | Date |  |  | 2024-09-30 15:41 |  | * | [6 empty] | 2 |  | 1 | 10 |  | 0 | 10 | [5 empty] | None
5 | - IP-58216 | FOAM PANEL - LOWER NEAR SIDE - CENTRAL 24 - SUB ASSY | 0 | Sub-assembly | Active |  | 53 | 1 |  |  |  | Item | 1 | EA | 100 | 1 | 1 | Date |  |  | 2024-09-30 15:41 |  | * | [6 empty] | 1 |  | 1 | 0 |  | 0 | 23 |  |  | * |  |  | None | *
6 | - IP-58218 | R-max Polyisocyanurate Foam Board, 2.5lbs/ft3, GRF faced, 2.83 - 2.95 ( +/- .060) thick, 43 x 120 | 0 | Sub-assembly | Active |  | 1 | 1 |  |  |  | Item | 1 | EA | 100 | 1 | 1 | Date |  |  | 2024-09-30 15:41 |  | * | [6 empty] | 1 |  | 1 | 0 |  | 0 | 17 |  |  | * |  |  | None | *
7 | 35-INSU-RM34312 | R-MAX POLYISOCYANURATE FOAM BOARD, 2.5LBS/FT3, GRF FACED, 2.83 - 2.95 ( +/- .060)” THICK, 43 X 120” | 0 | Purchased Item | Active |  | 1 | 1 |  |  |  | Item | 56 | SFT | 100 | 1 | 56 | Date |  |  | 2024-09-30 15:41 |  | * | [6 empty] | 56 |  | 1 | 15 |  | 0 | 16 |  |  | * |  |  | None | *
6 | - IP-58217 | 20ga GA Jkt coil ROBOR | 0 | Sub-assembly | Active |  | 2 | 1 |  |  |  | Item | 1 | EA | 100 | 1 | 1 | Date |  |  | 2024-09-30 15:41 |  | * | [6 empty] | 1 |  | 1 | 0 |  | 0 | 17 |  |  | * |  |  | None | *
7 | 46-GALC-A620G44 | STEEL,JKT,A60,20GA,44.488" COIL, +/- 0.078" | 0 | Purchased Item | Active |  | 1 | 1 |  |  |  | Item | 56 | SFT | 100 | 1 | 56 | Date |  |  | 2024-09-30 15:41 |  | * | [6 empty] | 56 |  | 1 | 15 |  | 0 | 16 |  |  | * |  |  | None | *
6 | - IP-58219 | 20ga SS 304L Solid coil 60 | 0 | Sub-assembly | Active |  | 3 | 1 |  |  |  | Item | 1 | EA | 100 | 1 | 1 | Date |  |  | 2024-09-30 15:41 |  | * | [6 empty] | 1 |  | 1 | 0 |  | 0 | 22 |  |  | * |  |  | None | *
7 | 46-PRPCSS0420G0 | 304L S/S 20GA WIDTH 44.488" EXTERIOR: CLEAR CONDUCTIVE GLOSS ONLY, INTERIOR:EPOXY PRIMER | 0 | Purchased Item | Active |  | 1 | 1 |  |  |  | Item | 56 | SFT | 100 | 1 | 56 | Date |  |  | 2024-09-30 15:41 |  | * | [6 empty] | 56 |  | 1 | 20 |  | 0 | 21 |  |  | * |  |  | None | *
6 | IP-58216_DOC | FOAM PANEL - LOWER NEAR SIDE - CENTRAL 24 - SUB ASSY. | B | Reference Item - Document Management | Active |  | 99999 | 1 |  |  |  | Item | 1 | EA | 100 | 1 | 1 | Date |  |  | 2024-09-30 15:41 |  | * | [6 empty] | 1 |  | 1 | 20 |  | 0 | 20 | [5 empty] | None
5 | - IP-59320 | 16ga GA Brt coil 60 | 0 | Sub-assembly | Active |  | 54 | 1 |  |  |  | Item | 8 | EA | 100 | 1 | 8 | Date |  |  | 2024-09-30 15:41 |  | * | [6 empty] | 8 |  | 1 | 0.064923 |  | 0.064923 | 17.0649 |  |  | * |  |  | None | *
6 | 45-GALC-0275 | STEEL,GALV,G90,16 GA,60" COIL | 0 | Purchased Item | Active |  | 1 | 1 |  |  |  | Item | 1.0459 | SFT | 100 | 1 | 8.367 | Date |  |  | 2024-09-30 15:41 |  | * | [6 empty] | 8.367 |  | 1 | 15 |  | 0 | 16 |  |  | * |  |  | None | *
6 | IP-59320_DOC | 16ga GA Brt coil 60. | B | Reference Item - Document Management | Active |  | 99999 | 1 |  |  |  | Item | 1 | EA | 100 | 1 | 8 | Date |  |  | 2024-09-30 15:41 |  | * | [6 empty] | 8 |  | 1 |  |  | 0 | 0 | [5 empty] | None
5 | - IP-59323 | 16ga GA Jkt coil 60 | 0 | Sub-assembly | Active |  | 55 | 1 |  |  |  | Item | 8 | EA | 100 | 1 | 8 | Date |  |  | 2024-09-30 15:41 |  | * | [6 empty] | 8 |  | 1 | 0.064923 |  | 0.064923 | 17.0649 |  |  | * |  |  | None | *
6 | 45-GALC-0225 | STEEL,JKT,A60,16 GA,60" COIL | 0 | Purchased Item | Active |  | 1 | 1 |  |  |  | Item | 2.1006 | SFT | 100 | 1 | 16.8049 | Date |  |  | 2024-09-30 15:41 |  | * | [6 empty] | 16.8049 |  | 1 | 15 |  | 0 | 16 |  |  | * |  |  | None | *
6 | IP-59323_DOC | 16ga GA Jkt coil 60. | B | Reference Item - Document Management | Active |  | 99999 | 1 |  |  |  | Item | 1 | EA | 100 | 1 | 8 | Date |  |  | 2024-09-30 15:41 |  | * | [6 empty] | 8 |  | 1 |  |  | 0 | 0 | [5 empty] | None
5 | - IP-58168 | FOAM PANEL - LOWER NEAR SIDE - CENTRAL 16 - SUB ASSY | 0 | Sub-assembly | Active |  | 56 | 1 |  |  |  | Item | 1 | EA | 100 | 1 | 1 | Date |  |  | 2024-09-30 15:41 |  | * | [6 empty] | 1 |  | 1 | 0 |  | 0 | 23 |  |  | * |  |  | None | *
6 | - IP-58171 | 20ga GA Brt coil ROBOR | 0 | Sub-assembly | Active |  | 1 | 1 |  |  |  | Item | 1 | EA | 100 | 1 | 1 | Date |  |  | 2024-09-30 15:41 |  | * | [6 empty] | 1 |  | 1 | 0 |  | 0 | 22 |  |  | * |  |  | None | *
7 | 46-PRPCG9020GO | STEEL G90 20GA WIDTH 44.488",EXTERIOR: CLEAR CONDUCTIVE GLOSS ONLY, INTERIOR:EPOXY | 0 | Purchased Item | Active |  | 1 | 1 |  |  |  | Item | 56 | SFT | 100 | 1 | 56 | Date |  |  | 2024-09-30 15:41 |  | * | [6 empty] | 56 |  | 1 | 20 |  | 0 | 21 |  |  | * |  |  | None | *
6 | - IP-58169 | 20ga GA Jkt coil ROBOR | 0 | Sub-assembly | Active |  | 2 | 1 |  |  |  | Item | 1 | EA | 100 | 1 | 1 | Date |  |  | 2024-09-30 15:41 |  | * | [6 empty] | 1 |  | 1 | 0 |  | 0 | 17 |  |  | * |  |  | None | *
7 | 46-GALC-A620G44 | STEEL,JKT,A60,20GA,44.488" COIL, +/- 0.078" | 0 | Purchased Item | Active |  | 1 | 1 |  |  |  | Item | 56 | SFT | 100 | 1 | 56 | Date |  |  | 2024-09-30 15:41 |  | * | [6 empty] | 56 |  | 1 | 15 |  | 0 | 16 |  |  | * |  |  | None | *
6 | - IP-58170 | R-max Polyisocyanurate Foam Board, 2.5lbs/ft3, GRF faced, 2.83 - 2.95 ( +/- .060) thick, 43 x 120 | 0 | Sub-assembly | Active |  | 3 | 1 |  |  |  | Item | 1 | EA | 100 | 1 | 1 | Date |  |  | 2024-09-30 15:41 |  | * | [6 empty] | 1 |  | 1 | 0 |  | 0 | 17 |  |  | * |  |  | None | *
7 | 35-INSU-RM34312 | R-MAX POLYISOCYANURATE FOAM BOARD, 2.5LBS/FT3, GRF FACED, 2.83 - 2.95 ( +/- .060)” THICK, 43 X 120” | 0 | Purchased Item | Active |  | 1 | 1 |  |  |  | Item | 56 | SFT | 100 | 1 | 56 | Date |  |  | 2024-09-30 15:41 |  | * | [6 empty] | 56 |  | 1 | 15 |  | 0 | 16 |  |  | * |  |  | None | *
6 | IP-58168_DOC | FOAM PANEL - LOWER NEAR SIDE - CENTRAL 16 - SUB ASSY | 0 | Reference Item - Document Management | Active |  | 99999 | 1 |  |  |  | Item | 1 | EA | 100 | 1 | 1 | Date |  |  | 2024-09-30 15:41 |  | * | [6 empty] | 1 |  | 1 |  |  | 0 | 0 | [5 empty] | None
5 | - IP-58176 | FOAM PANEL - LOWER NEAR SIDE - CENTRAL 18 - SUB ASSY | 0 | Sub-assembly | Active |  | 57 | 1 |  |  |  | Item | 1 | EA | 100 | 1 | 1 | Date |  |  | 2024-09-30 15:41 |  | * | [6 empty] | 1 |  | 1 | 0 |  | 0 | 23 |  |  | * |  |  | None | *
6 | - IP-58178 | R-max Polyisocyanurate Foam Board, 2.5lbs/ft3, GRF faced, 2.83 - 2.95 ( +/- .060) thick, 43 x 120 | 0 | Sub-assembly | Active |  | 1 | 1 |  |  |  | Item | 1 | EA | 100 | 1 | 1 | Date |  |  | 2024-09-30 15:41 |  | * | [6 empty] | 1 |  | 1 | 0 |  | 0 | 17 |  |  | * |  |  | None | *
7 | 35-INSU-RM34312 | R-MAX POLYISOCYANURATE FOAM BOARD, 2.5LBS/FT3, GRF FACED, 2.83 - 2.95 ( +/- .060)” THICK, 43 X 120” | 0 | Purchased Item | Active |  | 1 | 1 |  |  |  | Item | 56 | SFT | 100 | 1 | 56 | Date |  |  | 2024-09-30 15:41 |  | * | [6 empty] | 56 |  | 1 | 15 |  | 0 | 16 |  |  | * |  |  | None | *
6 | - IP-58179 | 18ga GA Jkt coil ROBOR | 0 | Sub-assembly | Active |  | 2 | 1 |  |  |  | Item | 1 | EA | 100 | 1 | 1 | Date |  |  | 2024-09-30 15:41 |  | * | [6 empty] | 1 |  | 1 | 0 |  | 0 | 22 |  |  | * |  |  | None | *
7 | 46-PRPCG9020GO | STEEL G90 20GA WIDTH 44.488",EXTERIOR: CLEAR CONDUCTIVE GLOSS ONLY, INTERIOR:EPOXY | 0 | Purchased Item | Active |  | 1 | 1 |  |  |  | Item | 56 | SFT | 100 | 1 | 56 | Date |  |  | 2024-09-30 15:41 |  | * | [6 empty] | 56 |  | 1 | 20 |  | 0 | 21 |  |  | * |  |  | None | *
6 | - IP-58177 | 20ga GA Brt coil ROBOR | 0 | Sub-assembly | Active |  | 3 | 1 |  |  |  | Item | 1 | EA | 100 | 1 | 1 | Date |  |  | 2024-09-30 15:41 |  | * | [6 empty] | 1 |  | 1 | 0 |  | 0 | 17 |  |  | * |  |  | None | *
7 | 46-GALC-A620G44 | STEEL,JKT,A60,20GA,44.488" COIL, +/- 0.078" | 0 | Purchased Item | Active |  | 1 | 1 |  |  |  | Item | 56 | SFT | 100 | 1 | 56 | Date |  |  | 2024-09-30 15:41 |  | * | [6 empty] | 56 |  | 1 | 15 |  | 0 | 16 |  |  | * |  |  | None | *
6 | IP-58176_DOC | FOAM PANEL - LOWER NEAR SIDE - CENTRAL 18 - SUB ASSY | 0 | Reference Item - Document Management | Active |  | 99999 | 1 |  |  |  | Item | 1 | EA | 100 | 1 | 1 | Date |  |  | 2024-09-30 15:41 |  | * | [6 empty] | 1 |  | 1 |  |  | 0 | 0 | [5 empty] | None
5 | - IP-58184 | FOAM PANEL - LOWER NEAR SIDE - RH 3 - SUB ASSY | 0 | Sub-assembly | Active |  | 58 | 1 |  |  |  | Item | 1 | EA | 100 | 1 | 1 | Date |  |  | 2024-09-30 15:41 |  | * | [6 empty] | 1 |  | 1 | 0 |  | 0 | 31 |  |  | * |  |  | None | *
6 | - IP-58187 | 20ga GA Brt coil ROBOR | 0 | Sub-assembly | Active |  | 1 | 1 |  |  |  | Item | 1 | EA | 100 | 1 | 1 | Date |  |  | 2024-09-30 15:41 |  | * | [6 empty] | 1 |  | 1 | 0 |  | 0 | 22 |  |  | * |  |  | None | *
7 | 46-PRPCG9020GO | STEEL G90 20GA WIDTH 44.488",EXTERIOR: CLEAR CONDUCTIVE GLOSS ONLY, INTERIOR:EPOXY | 0 | Purchased Item | Active |  | 1 | 1 |  |  |  | Item | 27 | SFT | 100 | 1 | 27 | Date |  |  | 2024-09-30 15:41 |  | * | [6 empty] | 27 |  | 1 | 20 |  | 0 | 21 |  |  | * |  |  | None | *
6 | - IP-58185 | 18ga GA Jkt coil ROBOR | 0 | Sub-assembly | Active |  | 2 | 1 |  |  |  | Item | 1 | EA | 100 | 1 | 1 | Date |  |  | 2024-09-30 15:41 |  | * | [6 empty] | 1 |  | 1 | 0 |  | 0 | 17 |  |  | * |  |  | None | *
7 | 46-GALC-A620G44 | STEEL,JKT,A60,20GA,44.488" COIL, +/- 0.078" | 0 | Purchased Item | Active |  | 1 | 1 |  |  |  | Item | 27 | SFT | 100 | 1 | 27 | Date |  |  | 2024-09-30 15:41 |  | * | [6 empty] | 27 |  | 1 | 15 |  | 0 | 16 |  |  | * |  |  | None | *
6 | - IP-58186 | R-max Polyisocyanurate Foam Board, 2.5lbs/ft3, GRF faced, 2.83 - 2.95 ( +/- .060) thick, 43 x 120 | 0 | Sub-assembly | Active |  | 3 | 1 |  |  |  | Item | 1 | EA | 100 | 1 | 1 | Date |  |  | 2024-09-30 15:41 |  | * | [6 empty] | 1 |  | 1 | 0 |  | 0 | 17 |  |  | * |  |  | None | *
7 | 35-INSU-RM34312 | R-MAX POLYISOCYANURATE FOAM BOARD, 2.5LBS/FT3, GRF FACED, 2.83 - 2.95 ( +/- .060)” THICK, 43 X 120” | 0 | Purchased Item | Active |  | 1 | 1 |  |  |  | Item | 27 | SFT | 100 | 1 | 27 | Date |  |  | 2024-09-30 15:41 |  | * | [6 empty] | 27 |  | 1 | 15 |  | 0 | 16 |  |  | * |  |  | None | *
6 | IP-58184_DOC | FOAM PANEL - LOWER NEAR SIDE - RH 3 - SUB ASSY. | C | Reference Item - Document Management | Active |  | 99999 | 1 |  |  |  | Item | 1 | EA | 100 | 1 | 1 | Date |  |  | 2024-09-30 15:41 |  | * | [6 empty] | 1 |  | 1 | 30 |  | 0 | 30 | [5 empty] | None
5 | - IP-60277 | FOAM PANEL - LOWER NEAR SIDE - CENTRAL 20 - SUB ASSY | 0 | Sub-assembly | Active |  | 59 | 1 |  |  |  | Item | 1 | EA | 100 | 1 | 1 | Date |  |  | 2024-09-30 15:41 |  | * | [6 empty] | 1 |  | 1 | 0 |  | 0 | 23 |  |  | * |  |  | None | *
6 | - IP-60278 | 20ga GA Jkt coil ROBOR | 0 | Sub-assembly | Active |  | 1 | 1 |  |  |  | Item | 1 | EA | 100 | 1 | 1 | Date |  |  | 2024-09-30 15:41 |  | * | [6 empty] | 1 |  | 1 | 0 |  | 0 | 17 |  |  | * |  |  | None | *
7 | 46-GALC-A620G44 | STEEL,JKT,A60,20GA,44.488" COIL, +/- 0.078" | 0 | Purchased Item | Active |  | 1 | 1 |  |  |  | Item | 44 | SFT | 100 | 1 | 44 | Date |  |  | 2024-09-30 15:41 |  | * | [6 empty] | 44 |  | 1 | 15 |  | 0 | 16 |  |  | * |  |  | None | *
6 | - IP-58194 | R-max Polyisocyanurate Foam Board, 2.5lbs/ft3, GRF faced, 2.83 - 2.95 ( +/- .060) thick, 43 x 120 | 0 | Sub-assembly | Active |  | 2 | 1 |  |  |  | Item | 1 | EA | 100 | 1 | 1 | Date |  |  | 2024-09-30 15:41 |  | * | [6 empty] | 1 |  | 1 | 0 |  | 0 | 17 |  |  | * |  |  | None | *
7 | 35-INSU-RM34312 | R-MAX POLYISOCYANURATE FOAM BOARD, 2.5LBS/FT3, GRF FACED, 2.83 - 2.95 ( +/- .060)” THICK, 43 X 120” | 0 | Purchased Item | Active |  | 1 | 1 |  |  |  | Item | 44 | SFT | 100 | 1 | 44 | Date |  |  | 2024-09-30 15:41 |  | * | [6 empty] | 44 |  | 1 | 15 |  | 0 | 16 |  |  | * |  |  | None | *
6 | - IP-58195 | 20ga GA Brt coil ROBOR | 0 | Sub-assembly | Active |  | 3 | 1 |  |  |  | Item | 1 | EA | 100 | 1 | 1 | Date |  |  | 2024-09-30 15:41 |  | * | [6 empty] | 1 |  | 1 | 0 |  | 0 | 22 |  |  | * |  |  | None | *
7 | 46-PRPCG9020GO | STEEL G90 20GA WIDTH 44.488",EXTERIOR: CLEAR CONDUCTIVE GLOSS ONLY, INTERIOR:EPOXY | 0 | Purchased Item | Active |  | 1 | 1 |  |  |  | Item | 44 | SFT | 100 | 1 | 44 | Date |  |  | 2024-09-30 15:41 |  | * | [6 empty] | 44 |  | 1 | 20 |  | 0 | 21 |  |  | * |  |  | None | *
6 | IP-60277_DOC | FOAM PANEL - LOWER NEAR SIDE - CENTRAL 20 - SUB ASSY | 0 | Reference Item - Document Management | Active |  | 99999 | 1 |  |  |  | Item | 1 | EA | 100 | 1 | 1 | Date |  |  | 2024-09-30 15:41 |  | * | [6 empty] | 1 |  | 1 |  |  | 0 | 0 | [5 empty] | None
5 | - IP-58200 | FOAM PANEL - LOWER NEAR SIDE - LH 5 - SUB ASSY | 0 | Sub-assembly | Active |  | 60 | 1 |  |  |  | Item | 1 | EA | 100 | 1 | 1 | Date |  |  | 2024-09-30 15:41 |  | * | [6 empty] | 1 |  | 1 | 0 |  | 0 | 23 |  |  | * |  |  | None | *
6 | - IP-58203 | 20ga SS 304L Solid coil 60 | 0 | Sub-assembly | Active |  | 1 | 1 |  |  |  | Item | 1 | EA | 100 | 1 | 1 | Date |  |  | 2024-09-30 15:41 |  | * | [6 empty] | 1 |  | 1 | 0 |  | 0 | 22 |  |  | * |  |  | None | *
7 | 46-PRPCSS0420G0 | 304L S/S 20GA WIDTH 44.488" EXTERIOR: CLEAR CONDUCTIVE GLOSS ONLY, INTERIOR:EPOXY PRIMER | 0 | Purchased Item | Active |  | 1 | 1 |  |  |  | Item | 36 | SFT | 100 | 1 | 36 | Date |  |  | 2024-09-30 15:41 |  | * | [6 empty] | 36 |  | 1 | 20 |  | 0 | 21 |  |  | * |  |  | None | *
6 | - IP-58202 | R-max Polyisocyanurate Foam Board, 2.5lbs/ft3, GRF faced, 2.83 - 2.95 ( +/- .060) thick, 43 x 120 | 0 | Sub-assembly | Active |  | 2 | 1 |  |  |  | Item | 1 | EA | 100 | 1 | 1 | Date |  |  | 2024-09-30 15:41 |  | * | [6 empty] | 1 |  | 1 | 0 |  | 0 | 17 |  |  | * |  |  | None | *
7 | 35-INSU-RM34312 | R-MAX POLYISOCYANURATE FOAM BOARD, 2.5LBS/FT3, GRF FACED, 2.83 - 2.95 ( +/- .060)” THICK, 43 X 120” | 0 | Purchased Item | Active |  | 1 | 1 |  |  |  | Item | 36 | SFT | 100 | 1 | 36 | Date |  |  | 2024-09-30 15:41 |  | * | [6 empty] | 36 |  | 1 | 15 |  | 0 | 16 |  |  | * |  |  | None | *
6 | - IP-58201 | 20ga GA Jkt coil ROBOR | 0 | Sub-assembly | Active |  | 3 | 1 |  |  |  | Item | 1 | EA | 100 | 1 | 1 | Date |  |  | 2024-09-30 15:41 |  | * | [6 empty] | 1 |  | 1 | 0 |  | 0 | 17 |  |  | * |  |  | None | *
7 | 46-GALC-A620G44 | STEEL,JKT,A60,20GA,44.488" COIL, +/- 0.078" | 0 | Purchased Item | Active |  | 1 | 1 |  |  |  | Item | 36 | SFT | 100 | 1 | 36 | Date |  |  | 2024-09-30 15:41 |  | * | [6 empty] | 36 |  | 1 | 15 |  | 0 | 16 |  |  | * |  |  | None | *
6 | IP-58200_DOC | FOAM PANEL - LOWER NEAR SIDE - LH 5 - SUB ASSY | 0 | Reference Item - Document Management | Active |  | 99999 | 1 |  |  |  | Item | 1 | EA | 100 | 1 | 1 | Date |  |  | 2024-09-30 15:41 |  | * | [6 empty] | 1 |  | 1 |  |  | 0 | 0 | [5 empty] | None
5 | - IP-58236 | FOAM PANEL - LOWER NEAR SIDE - RH 7 - SUB ASSY | 0 | Sub-assembly | Active |  | 61 | 1 |  |  |  | Item | 1 | EA | 100 | 1 | 1 | Date |  |  | 2024-09-30 15:41 |  | * | [6 empty] | 1 |  | 1 | 0 |  | 0 | 23 |  |  | * |  |  | None | *
6 | - IP-58239 | 20ga SS 304L Solid coil 60 | 0 | Sub-assembly | Active |  | 1 | 1 |  |  |  | Item | 1 | EA | 100 | 1 | 1 | Date |  |  | 2024-09-30 15:41 |  | * | [6 empty] | 1 |  | 1 | 0 |  | 0 | 22 |  |  | * |  |  | None | *
7 | 46-PRPCSS0420G0 | 304L S/S 20GA WIDTH 44.488" EXTERIOR: CLEAR CONDUCTIVE GLOSS ONLY, INTERIOR:EPOXY PRIMER | 0 | Purchased Item | Active |  | 1 | 1 |  |  |  | Item | 44 | SFT | 100 | 1 | 44 | Date |  |  | 2024-09-30 15:41 |  | * | [6 empty] | 44 |  | 1 | 20 |  | 0 | 21 |  |  | * |  |  | None | *
6 | - IP-58238 | R-max Polyisocyanurate Foam Board, 2.5lbs/ft3, GRF faced, 2.83 - 2.95 ( +/- .060) thick, 43 x 120 | 0 | Sub-assembly | Active |  | 2 | 1 |  |  |  | Item | 1 | EA | 100 | 1 | 1 | Date |  |  | 2024-09-30 15:41 |  | * | [6 empty] | 1 |  | 1 | 0 |  | 0 | 17 |  |  | * |  |  | None | *
7 | 35-INSU-RM34312 | R-MAX POLYISOCYANURATE FOAM BOARD, 2.5LBS/FT3, GRF FACED, 2.83 - 2.95 ( +/- .060)” THICK, 43 X 120” | 0 | Purchased Item | Active |  | 1 | 1 |  |  |  | Item | 44 | SFT | 100 | 1 | 44 | Date |  |  | 2024-09-30 15:41 |  | * | [6 empty] | 44 |  | 1 | 15 |  | 0 | 16 |  |  | * |  |  | None | *
6 | - IP-58237 | 20ga GA Jkt coil ROBOR | 0 | Sub-assembly | Active |  | 3 | 1 |  |  |  | Item | 1 | EA | 100 | 1 | 1 | Date |  |  | 2024-09-30 15:41 |  | * | [6 empty] | 1 |  | 1 | 0 |  | 0 | 17 |  |  | * |  |  | None | *
7 | 46-GALC-A620G44 | STEEL,JKT,A60,20GA,44.488" COIL, +/- 0.078" | 0 | Purchased Item | Active |  | 1 | 1 |  |  |  | Item | 44 | SFT | 100 | 1 | 44 | Date |  |  | 2024-09-30 15:41 |  | * | [6 empty] | 44 |  | 1 | 15 |  | 0 | 16 |  |  | * |  |  | None | *
6 | IP-58236_DOC | FOAM PANEL - LOWER NEAR SIDE - RH 7 - SUB ASSY | 0 | Reference Item - Document Management | Active |  | 99999 | 1 |  |  |  | Item | 1 | EA | 100 | 1 | 1 | Date |  |  | 2024-09-30 15:41 |  | * | [6 empty] | 1 |  | 1 |  |  | 0 | 0 | [5 empty] | None
5 | - IP-59330 | 16ga GA Jkt coil 60 | 0 | Sub-assembly | Active |  | 62 | 1 |  |  |  | Item | 2 | EA | 100 | 1 | 2 | Date |  |  | 2024-09-30 15:41 |  | * | [6 empty] | 2 |  | 1 | 0.064923 |  | 0.064923 | 17.0649 |  |  | * |  |  | None | *
6 | 45-GALC-0225 | STEEL,JKT,A60,16 GA,60" COIL | 0 | Purchased Item | Active |  | 1 | 1 |  |  |  | Item | 0.35234 | SFT | 100 | 1 | 0.70468 | Date |  |  | 2024-09-30 15:41 |  | * | [6 empty] | 0.70468 |  | 1 | 15 |  | 0 | 16 |  |  | * |  |  | None | *
6 | IP-59330_DOC | 16ga GA Jkt coil 60. | B | Reference Item - Document Management | Active |  | 99999 | 1 |  |  |  | Item | 1 | EA | 100 | 1 | 2 | Date |  |  | 2024-09-30 15:41 |  | * | [6 empty] | 2 |  | 1 |  |  | 0 | 0 | [5 empty] | None
5 | - IP-59328 | 16ga GA Jkt coil 60 | 0 | Sub-assembly | Active |  | 63 | 1 |  |  |  | Item | 2 | EA | 100 | 1 | 2 | Date |  |  | 2024-09-30 15:41 |  | * | [6 empty] | 2 |  | 1 | 0.064923 |  | 0.064923 | 17.0649 |  |  | * |  |  | None | *
6 | 45-GALC-0225 | STEEL,JKT,A60,16 GA,60" COIL | 0 | Purchased Item | Active |  | 1 | 1 |  |  |  | Item | 0.27812 | SFT | 100 | 1 | 0.55624 | Date |  |  | 2024-09-30 15:41 |  | * | [6 empty] | 0.55624 |  | 1 | 15 |  | 0 | 16 |  |  | * |  |  | None | *
6 | IP-59328_DOC | 16ga GA Jkt coil 60. | B | Reference Item - Document Management | Active |  | 99999 | 1 |  |  |  | Item | 1 | EA | 100 | 1 | 2 | Date |  |  | 2024-09-30 15:41 |  | * | [6 empty] | 2 |  | 1 |  |  | 0 | 0 | [5 empty] | None
5 | - IP-59322 | 16ga GA Jkt coil 60 | 0 | Sub-assembly | Active |  | 64 | 1 |  |  |  | Item | 8 | EA | 100 | 1 | 8 | Date |  |  | 2024-09-30 15:41 |  | * | [6 empty] | 8 |  | 1 | 0.064923 |  | 0.064923 | 31.0649 |  |  | * |  |  | None | *
6 | 45-GALC-0225 | STEEL,JKT,A60,16 GA,60" COIL | 0 | Purchased Item | Active |  | 1 | 1 |  |  |  | Item | 1.0757 | SFT | 100 | 1 | 8.6058 | Date |  |  | 2024-09-30 15:41 |  | * | [6 empty] | 8.6058 |  | 1 | 15 |  | 0 | 16 |  |  | * |  |  | None | *
6 | IP-59322_DOC | 16ga GA Jkt coil 60. | B | Reference Item - Document Management | Active |  | 99999 | 1 |  |  |  | Item | 1 | EA | 100 | 1 | 8 | Date |  |  | 2024-09-30 15:41 |  | * | [6 empty] | 8 |  | 1 | 30 |  | 0 | 30 | [5 empty] | None
5 | - IP-58208 | FOAM PANEL - LOWER NEAR SIDE - CENTRAL 22 - SUB ASSY | 0 | Sub-assembly | Active |  | 65 | 1 |  |  |  | Item | 1 | EA | 100 | 1 | 1 | Date |  |  | 2024-09-30 15:41 |  | * | [6 empty] | 1 |  | 1 | 0 |  | 0 | 23 |  |  | * |  |  | None | *
6 | - IP-58211 | 20ga SS 304L Solid coil 60 | 0 | Sub-assembly | Active |  | 1 | 1 |  |  |  | Item | 1 | EA | 100 | 1 | 1 | Date |  |  | 2024-09-30 15:41 |  | * | [6 empty] | 1 |  | 1 | 0 |  | 0 | 22 |  |  | * |  |  | None | *
7 | 46-PRPCSS0420G0 | 304L S/S 20GA WIDTH 44.488" EXTERIOR: CLEAR CONDUCTIVE GLOSS ONLY, INTERIOR:EPOXY PRIMER | 0 | Purchased Item | Active |  | 1 | 1 |  |  |  | Item | 56 | SFT | 100 | 1 | 56 | Date |  |  | 2024-09-30 15:41 |  | * | [6 empty] | 56 |  | 1 | 20 |  | 0 | 21 |  |  | * |  |  | None | *
6 | - IP-58210 | R-max Polyisocyanurate Foam Board, 2.5lbs/ft3, GRF faced, 2.83 - 2.95 ( +/- .060) thick, 43 x 120 | 0 | Sub-assembly | Active |  | 2 | 1 |  |  |  | Item | 1 | EA | 100 | 1 | 1 | Date |  |  | 2024-09-30 15:41 |  | * | [6 empty] | 1 |  | 1 | 0 |  | 0 | 17 |  |  | * |  |  | None | *
7 | 35-INSU-RM34312 | R-MAX POLYISOCYANURATE FOAM BOARD, 2.5LBS/FT3, GRF FACED, 2.83 - 2.95 ( +/- .060)” THICK, 43 X 120” | 0 | Purchased Item | Active |  | 1 | 1 |  |  |  | Item | 56 | SFT | 100 | 1 | 56 | Date |  |  | 2024-09-30 15:41 |  | * | [6 empty] | 56 |  | 1 | 15 |  | 0 | 16 |  |  | * |  |  | None | *
6 | - IP-58209 | 20ga GA Brt coil ROBOR | 0 | Sub-assembly | Active |  | 3 | 1 |  |  |  | Item | 1 | EA | 100 | 1 | 1 | Date |  |  | 2024-09-30 15:41 |  | * | [6 empty] | 1 |  | 1 | 0 |  | 0 | 22 |  |  | * |  |  | None | *
7 | 46-PRPCG9020GO | STEEL G90 20GA WIDTH 44.488",EXTERIOR: CLEAR CONDUCTIVE GLOSS ONLY, INTERIOR:EPOXY | 0 | Purchased Item | Active |  | 1 | 1 |  |  |  | Item | 56 | SFT | 100 | 1 | 56 | Date |  |  | 2024-09-30 15:41 |  | * | [6 empty] | 56 |  | 1 | 20 |  | 0 | 21 |  |  | * |  |  | None | *
6 | IP-58208_DOC | FOAM PANEL - LOWER NEAR SIDE - CENTRAL 22 - SUB ASSY. | B | Reference Item - Document Management | Active |  | 99999 | 1 |  |  |  | Item | 1 | EA | 100 | 1 | 1 | Date |  |  | 2024-09-30 15:41 |  | * | [6 empty] | 1 |  | 1 | 0 |  | 0 | 0 | [5 empty] | None
5 | - IP-58204 | FOAM PANEL - LOWER NEAR SIDE - CENTRAL 21 - SUB ASSY | 0 | Sub-assembly | Active |  | 66 | 1 |  |  |  | Item | 1 | EA | 100 | 1 | 1 | Date |  |  | 2024-09-30 15:41 |  | * | [6 empty] | 1 |  | 1 | 0 |  | 0 | 23 |  |  | * |  |  | None | *
6 | - IP-58207 | 20ga SS 304L Solid coil 60 | 0 | Sub-assembly | Active |  | 1 | 1 |  |  |  | Item | 1 | EA | 100 | 1 | 1 | Date |  |  | 2024-09-30 15:41 |  | * | [6 empty] | 1 |  | 1 | 0 |  | 0 | 22 |  |  | * |  |  | None | *
7 | 46-PRPCSS0420G0 | 304L S/S 20GA WIDTH 44.488" EXTERIOR: CLEAR CONDUCTIVE GLOSS ONLY, INTERIOR:EPOXY PRIMER | 0 | Purchased Item | Active |  | 1 | 1 |  |  |  | Item | 44 | SFT | 100 | 1 | 44 | Date |  |  | 2024-09-30 15:41 |  | * | [6 empty] | 44 |  | 1 | 20 |  | 0 | 21 |  |  | * |  |  | None | *
6 | - IP-58205 | 20ga GA Jkt coil ROBOR | 0 | Sub-assembly | Active |  | 2 | 1 |  |  |  | Item | 1 | EA | 100 | 1 | 1 | Date |  |  | 2024-09-30 15:41 |  | * | [6 empty] | 1 |  | 1 | 0 |  | 0 | 17 |  |  | * |  |  | None | *
7 | 46-GALC-A620G44 | STEEL,JKT,A60,20GA,44.488" COIL, +/- 0.078" | 0 | Purchased Item | Active |  | 1 | 1 |  |  |  | Item | 44 | SFT | 100 | 1 | 44 | Date |  |  | 2024-09-30 15:41 |  | * | [6 empty] | 44 |  | 1 | 15 |  | 0 | 16 |  |  | * |  |  | None | *
6 | - IP-58206 | R-max Polyisocyanurate Foam Board, 2.5lbs/ft3, GRF faced, 2.83 - 2.95 ( +/- .060) thick, 43 x 120 | 0 | Sub-assembly | Active |  | 3 | 1 |  |  |  | Item | 1 | EA | 100 | 1 | 1 | Date |  |  | 2024-09-30 15:41 |  | * | [6 empty] | 1 |  | 1 | 0 |  | 0 | 17 |  |  | * |  |  | None | *
7 | 35-INSU-RM34312 | R-MAX POLYISOCYANURATE FOAM BOARD, 2.5LBS/FT3, GRF FACED, 2.83 - 2.95 ( +/- .060)” THICK, 43 X 120” | 0 | Purchased Item | Active |  | 1 | 1 |  |  |  | Item | 44 | SFT | 100 | 1 | 44 | Date |  |  | 2024-09-30 15:41 |  | * | [6 empty] | 44 |  | 1 | 15 |  | 0 | 16 |  |  | * |  |  | None | *
6 | IP-58204_DOC | FOAM PANEL - LOWER NEAR SIDE - CENTRAL 21 - SUB ASSY | 0 | Reference Item - Document Management | Active |  | 99999 | 1 |  |  |  | Item | 1 | EA | 100 | 1 | 1 | Date |  |  | 2024-09-30 15:41 |  | * | [6 empty] | 1 |  | 1 |  |  | 0 | 0 | [5 empty] | None
5 | 75-SCWH-14-114 | 1/4-14x1 1/4" SELF DRILL S.H.W PL | 0 | Purchased Item | Active |  | 67 | 1 |  |  |  | Item | 32 | EA | 100 | 1 | 32 | Date |  |  | 2024-09-30 15:41 |  | * | [6 empty] | 32 |  | 1 | 20 |  | 0 | 21 |  |  | * |  |  | None | *
5 | - IP-60035 | 16ga GA Brt coil 60 | 0 | Sub-assembly | Active |  | 68 | 1 |  |  |  | Item | 2 | EA | 100 | 1 | 2 | Date |  |  | 2024-09-30 15:41 |  | * | [6 empty] | 2 |  | 1 | 0.064923 |  | 0.064923 | 12.0649 |  |  | * |  |  | None | *
6 | 45-304L-C0110 | STEEL,304-L S/S,16 GA,60" COIL | 0 | Purchased Item | Active |  | 1 | 1 |  |  |  | Item | 1.7665 | SFT | 100 | 1 | 3.5331 | Date |  |  | 2024-09-30 15:41 |  | * | [6 empty] | 3.5331 |  | 1 | 10 |  | 0 | 11 |  |  | * |  |  | None | *
6 | IP-60035_DOC | 16ga GA Brt coil 60. | B | Reference Item - Document Management | Active |  | 99999 | 1 |  |  |  | Item | 1 | EA | 100 | 1 | 2 | Date |  |  | 2024-09-30 15:41 |  | * | [6 empty] | 2 |  | 1 |  |  | 0 | 0 | [5 empty] | None
5 | - IP-59327 | 16ga GA Brt coil 60 | 0 | Sub-assembly | Active |  | 69 | 1 |  |  |  | Item | 2 | EA | 100 | 1 | 2 | Date |  |  | 2024-09-30 15:41 |  | * | [6 empty] | 2 |  | 1 | 0.064923 |  | 0.064923 | 12.0649 |  |  | * |  |  | None | *
6 | 45-304L-C0110 | STEEL,304-L S/S,16 GA,60" COIL | 0 | Purchased Item | Active |  | 1 | 1 |  |  |  | Item | 0.34622 | SFT | 100 | 1 | 0.69244 | Date |  |  | 2024-09-30 15:41 |  | * | [6 empty] | 0.69244 |  | 1 | 10 |  | 0 | 11 |  |  | * |  |  | None | *
6 | IP-59327_DOC | 16ga GA Brt coil 60. | B | Reference Item - Document Management | Active |  | 99999 | 1 |  |  |  | Item | 1 | EA | 100 | 1 | 2 | Date |  |  | 2024-09-30 15:41 |  | * | [6 empty] | 2 |  | 1 |  |  | 0 | 0 | [5 empty] | None
5 | - IP-58224 | FOAM PANEL - LOWER NEAR SIDE - LH 5 - SUB ASSY | 0 | Sub-assembly | Active |  | 70 | 1 |  |  |  | Item | 1 | EA | 100 | 1 | 1 | Date |  |  | 2024-09-30 15:41 |  | * | [6 empty] | 1 |  | 1 | 0 |  | 0 | 23 |  |  | * |  |  | None | *
6 | - IP-58226 | R-max Polyisocyanurate Foam Board, 2.5lbs/ft3, GRF faced, 2.83 - 2.95 ( +/- .060) thick, 43 x 120 | 0 | Sub-assembly | Active |  | 1 | 1 |  |  |  | Item | 1 | EA | 100 | 1 | 1 | Date |  |  | 2024-09-30 15:41 |  | * | [6 empty] | 1 |  | 1 | 0 |  | 0 | 17 |  |  | * |  |  | None | *
7 | 35-INSU-RM34312 | R-MAX POLYISOCYANURATE FOAM BOARD, 2.5LBS/FT3, GRF FACED, 2.83 - 2.95 ( +/- .060)” THICK, 43 X 120” | 0 | Purchased Item | Active |  | 1 | 1 |  |  |  | Item | 45 | SFT | 100 | 1 | 45 | Date |  |  | 2024-09-30 15:41 |  | * | [6 empty] | 45 |  | 1 | 15 |  | 0 | 16 |  |  | * |  |  | None | *
6 | - IP-58227 | 20ga SS 304L Solid coil 60 | 0 | Sub-assembly | Active |  | 2 | 1 |  |  |  | Item | 1 | EA | 100 | 1 | 1 | Date |  |  | 2024-09-30 15:41 |  | * | [6 empty] | 1 |  | 1 | 0 |  | 0 | 22 |  |  | * |  |  | None | *
7 | 46-PRPCSS0420G0 | 304L S/S 20GA WIDTH 44.488" EXTERIOR: CLEAR CONDUCTIVE GLOSS ONLY, INTERIOR:EPOXY PRIMER | 0 | Purchased Item | Active |  | 1 | 1 |  |  |  | Item | 45 | SFT | 100 | 1 | 45 | Date |  |  | 2024-09-30 15:41 |  | * | [6 empty] | 45 |  | 1 | 20 |  | 0 | 21 |  |  | * |  |  | None | *
6 | - IP-58225 | 20ga GA Jkt coil ROBOR | 0 | Sub-assembly | Active |  | 3 | 1 |  |  |  | Item | 1 | EA | 100 | 1 | 1 | Date |  |  | 2024-09-30 15:41 |  | * | [6 empty] | 1 |  | 1 | 0 |  | 0 | 17 |  |  | * |  |  | None | *
7 | 46-GALC-A620G44 | STEEL,JKT,A60,20GA,44.488" COIL, +/- 0.078" | 0 | Purchased Item | Active |  | 1 | 1 |  |  |  | Item | 45 | SFT | 100 | 1 | 45 | Date |  |  | 2024-09-30 15:41 |  | * | [6 empty] | 45 |  | 1 | 15 |  | 0 | 16 |  |  | * |  |  | None | *
6 | IP-58224_DOC | FOAM PANEL - LOWER NEAR SIDE - LH 5 - SUB ASSY. | B | Reference Item - Document Management | Active |  | 99999 | 1 |  |  |  | Item | 1 | EA | 100 | 1 | 1 | Date |  |  | 2024-09-30 15:41 |  | * | [6 empty] | 1 |  | 1 | 10 |  | 0 | 10 | [5 empty] | None
5 | - IP-58192 | FOAM PANEL - LOWER NEAR SIDE - CENTRAL 20 - SUB ASSY | 0 | Sub-assembly | Active |  | 71 | 1 |  |  |  | Item | 1 | EA | 100 | 1 | 1 | Date |  |  | 2024-09-30 15:41 |  | * | [6 empty] | 1 |  | 1 | 0 |  | 0 | 23 |  |  | * |  |  | None | *
6 | - IP-58194 | R-max Polyisocyanurate Foam Board, 2.5lbs/ft3, GRF faced, 2.83 - 2.95 ( +/- .060) thick, 43 x 120 | 0 | Sub-assembly | Active |  | 1 | 1 |  |  |  | Item | 1 | EA | 100 | 1 | 1 | Date |  |  | 2024-09-30 15:41 |  | * | [6 empty] | 1 |  | 1 | 0 |  | 0 | 17 |  |  | * |  |  | None | *
7 | 35-INSU-RM34312 | R-MAX POLYISOCYANURATE FOAM BOARD, 2.5LBS/FT3, GRF FACED, 2.83 - 2.95 ( +/- .060)” THICK, 43 X 120” | 0 | Purchased Item | Active |  | 1 | 1 |  |  |  | Item | 44 | SFT | 100 | 1 | 44 | Date |  |  | 2024-09-30 15:41 |  | * | [6 empty] | 44 |  | 1 | 15 |  | 0 | 16 |  |  | * |  |  | None | *
6 | - IP-58195 | 20ga GA Brt coil ROBOR | 0 | Sub-assembly | Active |  | 2 | 1 |  |  |  | Item | 1 | EA | 100 | 1 | 1 | Date |  |  | 2024-09-30 15:41 |  | * | [6 empty] | 1 |  | 1 | 0 |  | 0 | 22 |  |  | * |  |  | None | *
7 | 46-PRPCG9020GO | STEEL G90 20GA WIDTH 44.488",EXTERIOR: CLEAR CONDUCTIVE GLOSS ONLY, INTERIOR:EPOXY | 0 | Purchased Item | Active |  | 1 | 1 |  |  |  | Item | 44 | SFT | 100 | 1 | 44 | Date |  |  | 2024-09-30 15:41 |  | * | [6 empty] | 44 |  | 1 | 20 |  | 0 | 21 |  |  | * |  |  | None | *
6 | - IP-58193 | 20ga GA Jkt coil ROBOR | 0 | Sub-assembly | Active |  | 3 | 1 |  |  |  | Item | 1 | EA | 100 | 1 | 1 | Date |  |  | 2024-09-30 15:41 |  | * | [6 empty] | 1 |  | 1 | 0 |  | 0 | 17 |  |  | * |  |  | None | *
7 | 46-GALC-A620G44 | STEEL,JKT,A60,20GA,44.488" COIL, +/- 0.078" | 0 | Purchased Item | Active |  | 1 | 1 |  |  |  | Item | 44 | SFT | 100 | 1 | 44 | Date |  |  | 2024-09-30 15:41 |  | * | [6 empty] | 44 |  | 1 | 15 |  | 0 | 16 |  |  | * |  |  | None | *
6 | IP-58192_DOC | FOAM PANEL - LOWER NEAR SIDE - CENTRAL 20 - SUB ASSY | 0 | Reference Item - Document Management | Active |  | 99999 | 1 |  |  |  | Item | 1 | EA | 100 | 1 | 1 | Date |  |  | 2024-09-30 15:41 |  | * | [6 empty] | 1 |  | 1 |  |  | 0 | 0 | [5 empty] | None
5 | - IP-59335 | 16ga GA Jkt coil 60 | 0 | Sub-assembly | Active |  | 72 | 1 |  |  |  | Item | 2 | EA | 100 | 1 | 2 | Date |  |  | 2024-09-30 15:41 |  | * | [6 empty] | 2 |  | 1 | 0.064923 |  | 0.064923 | 51.0649 |  |  | * |  |  | None | *
6 | 45-GALC-0225 | STEEL,JKT,A60,16 GA,60" COIL | 0 | Purchased Item | Active |  | 1 | 1 |  |  |  | Item | 1.8093 | SFT | 100 | 1 | 3.6186 | Date |  |  | 2024-09-30 15:41 |  | * | [6 empty] | 3.6186 |  | 1 | 15 |  | 0 | 16 |  |  | * |  |  | None | *
6 | IP-59335_DOC | 16ga GA Jkt coil 60. | B | Reference Item - Document Management | Active |  | 99999 | 1 |  |  |  | Item | 1 | EA | 100 | 1 | 2 | Date |  |  | 2024-09-30 15:41 |  | * | [6 empty] | 2 |  | 1 | 50 |  | 0 | 50 | [5 empty] | None
5 | - IP-58172 | FOAM PANEL - LOWER NEAR SIDE - CENTRAL 17 - SUB ASSY | 0 | Sub-assembly | Active |  | 73 | 1 |  |  |  | Item | 2 | EA | 100 | 1 | 2 | Date |  |  | 2024-09-30 15:41 |  | * | [6 empty] | 2 |  | 1 | 0 |  | 0 | 23 |  |  | * |  |  | None | *
6 | - IP-58173 | 20ga GA Brt coil ROBOR | 0 | Sub-assembly | Active |  | 1 | 1 |  |  |  | Item | 1 | EA | 100 | 1 | 2 | Date |  |  | 2024-09-30 15:41 |  | * | [6 empty] | 2 |  | 1 | 0 |  | 0 | 17 |  |  | * |  |  | None | *
7 | 46-GALC-A620G44 | STEEL,JKT,A60,20GA,44.488" COIL, +/- 0.078" | 0 | Purchased Item | Active |  | 1 | 1 |  |  |  | Item | 56 | SFT | 100 | 1 | 112 | Date |  |  | 2024-09-30 15:41 |  | * | [6 empty] | 112 |  | 1 | 15 |  | 0 | 16 |  |  | * |  |  | None | *
6 | - IP-58175 | 18ga GA Jkt coil ROBOR | 0 | Sub-assembly | Active |  | 2 | 1 |  |  |  | Item | 1 | EA | 100 | 1 | 2 | Date |  |  | 2024-09-30 15:41 |  | * | [6 empty] | 2 |  | 1 | 0 |  | 0 | 22 |  |  | * |  |  | None | *
7 | 46-PRPCG9020GO | STEEL G90 20GA WIDTH 44.488",EXTERIOR: CLEAR CONDUCTIVE GLOSS ONLY, INTERIOR:EPOXY | 0 | Purchased Item | Active |  | 1 | 1 |  |  |  | Item | 56 | SFT | 100 | 1 | 112 | Date |  |  | 2024-09-30 15:41 |  | * | [6 empty] | 112 |  | 1 | 20 |  | 0 | 21 |  |  | * |  |  | None | *
6 | - IP-58174 | R-max Polyisocyanurate Foam Board, 2.5lbs/ft3, GRF faced, 2.83 - 2.95 ( +/- .060) thick, 43 x 120 | 0 | Sub-assembly | Active |  | 3 | 1 |  |  |  | Item | 1 | EA | 100 | 1 | 2 | Date |  |  | 2024-09-30 15:41 |  | * | [6 empty] | 2 |  | 1 | 0 |  | 0 | 17 |  |  | * |  |  | None | *
7 | 35-INSU-RM34312 | R-MAX POLYISOCYANURATE FOAM BOARD, 2.5LBS/FT3, GRF FACED, 2.83 - 2.95 ( +/- .060)” THICK, 43 X 120” | 0 | Purchased Item | Active |  | 1 | 1 |  |  |  | Item | 56 | SFT | 100 | 1 | 112 | Date |  |  | 2024-09-30 15:41 |  | * | [6 empty] | 112 |  | 1 | 15 |  | 0 | 16 |  |  | * |  |  | None | *
6 | IP-58172_DOC | FOAM PANEL - LOWER NEAR SIDE - CENTRAL 17 - SUB ASSY | 0 | Reference Item - Document Management | Active |  | 99999 | 1 |  |  |  | Item | 1 | EA | 100 | 1 | 2 | Date |  |  | 2024-09-30 15:41 |  | * | [6 empty] | 2 |  | 1 |  |  | 0 | 0 | [5 empty] | None
5 | - IP-59321 | 16ga GA Brt coil 60 | 0 | Sub-assembly | Active |  | 74 | 1 |  |  |  | Item | 8 | EA | 100 | 1 | 8 | Date |  |  | 2024-09-30 15:41 |  | * | [6 empty] | 8 |  | 1 | 0.064923 |  | 0.064923 | 41.0649 |  |  | * |  |  | None | *
6 | 45-GALC-0275 | STEEL,GALV,G90,16 GA,60" COIL | 0 | Purchased Item | Active |  | 1 | 1 |  |  |  | Item | 2.0498 | SFT | 100 | 1 | 16.3982 | Date |  |  | 2024-09-30 15:41 |  | * | [6 empty] | 16.3982 |  | 1 | 15 |  | 0 | 16 |  |  | * |  |  | None | *
6 | IP-59321_DOC | 16ga GA Brt coil 60. | B | Reference Item - Document Management | Active |  | 99999 | 1 |  |  |  | Item | 1 | EA | 100 | 1 | 8 | Date |  |  | 2024-09-30 15:41 |  | * | [6 empty] | 8 |  | 1 | 40 |  | 0 | 40 | [5 empty] | None
5 | - IP-58180 | FOAM PANEL - LOWER NEAR SIDE - CENTRAL 19 - SUB ASSY | 0 | Sub-assembly | Active |  | 75 | 1 |  |  |  | Item | 1 | EA | 100 | 1 | 1 | Date |  |  | 2024-09-30 15:41 |  | * | [6 empty] | 1 |  | 1 | 0 |  | 0 | 23 |  |  | * |  |  | None | *
6 | - IP-58183 | 18ga GA Jkt coil ROBOR | 0 | Sub-assembly | Active |  | 1 | 1 |  |  |  | Item | 1 | EA | 100 | 1 | 1 | Date |  |  | 2024-09-30 15:41 |  | * | [6 empty] | 1 |  | 1 | 0 |  | 0 | 22 |  |  | * |  |  | None | *
7 | 46-PRPCG9020GO | STEEL G90 20GA WIDTH 44.488",EXTERIOR: CLEAR CONDUCTIVE GLOSS ONLY, INTERIOR:EPOXY | 0 | Purchased Item | Active |  | 1 | 1 |  |  |  | Item | 56 | SFT | 100 | 1 | 56 | Date |  |  | 2024-09-30 15:41 |  | * | [6 empty] | 56 |  | 1 | 20 |  | 0 | 21 |  |  | * |  |  | None | *
6 | - IP-58181 | 20ga GA Brt coil ROBOR | 0 | Sub-assembly | Active |  | 2 | 1 |  |  |  | Item | 1 | EA | 100 | 1 | 1 | Date |  |  | 2024-09-30 15:41 |  | * | [6 empty] | 1 |  | 1 | 0 |  | 0 | 17 |  |  | * |  |  | None | *
7 | 46-GALC-A620G44 | STEEL,JKT,A60,20GA,44.488" COIL, +/- 0.078" | 0 | Purchased Item | Active |  | 1 | 1 |  |  |  | Item | 56 | SFT | 100 | 1 | 56 | Date |  |  | 2024-09-30 15:41 |  | * | [6 empty] | 56 |  | 1 | 15 |  | 0 | 16 |  |  | * |  |  | None | *
6 | - IP-58182 | R-max Polyisocyanurate Foam Board, 2.5lbs/ft3, GRF faced, 2.83 - 2.95 ( +/- .060) thick, 43 x 120 | 0 | Sub-assembly | Active |  | 3 | 1 |  |  |  | Item | 1 | EA | 100 | 1 | 1 | Date |  |  | 2024-09-30 15:41 |  | * | [6 empty] | 1 |  | 1 | 0 |  | 0 | 17 |  |  | * |  |  | None | *
7 | 35-INSU-RM34312 | R-MAX POLYISOCYANURATE FOAM BOARD, 2.5LBS/FT3, GRF FACED, 2.83 - 2.95 ( +/- .060)” THICK, 43 X 120” | 0 | Purchased Item | Active |  | 1 | 1 |  |  |  | Item | 56 | SFT | 100 | 1 | 56 | Date |  |  | 2024-09-30 15:41 |  | * | [6 empty] | 56 |  | 1 | 15 |  | 0 | 16 |  |  | * |  |  | None | *
6 | IP-58180_DOC | FOAM PANEL - LOWER NEAR SIDE - CENTRAL 19 - SUB ASSY | 0 | Reference Item - Document Management | Active |  | 99999 | 1 |  |  |  | Item | 1 | EA | 100 | 1 | 1 | Date |  |  | 2024-09-30 15:41 |  | * | [6 empty] | 1 |  | 1 |  |  | 0 | 0 | [5 empty] | None
5 | - IP-60276 | 16ga GA Jkt coil 60 | 0 | Sub-assembly | Active |  | 76 | 1 |  |  |  | Item | 2 | EA | 100 | 1 | 2 | Date |  |  | 2024-09-30 15:41 |  | * | [6 empty] | 2 |  | 1 | 0.064923 |  | 0.064923 | 17.0649 |  |  | * |  |  | None | *
6 | 45-GALC-0225 | STEEL,JKT,A60,16 GA,60" COIL | 0 | Purchased Item | Active |  | 1 | 1 |  |  |  | Item | 1.8093 | SFT | 100 | 1 | 3.6186 | Date |  |  | 2024-09-30 15:41 |  | * | [6 empty] | 3.6186 |  | 1 | 15 |  | 0 | 16 |  |  | * |  |  | None | *
6 | IP-60276_DOC | 16ga GA Jkt coil 60. | B | Reference Item - Document Management | Active |  | 99999 | 1 |  |  |  | Item | 1 | EA | 100 | 1 | 2 | Date |  |  | 2024-09-30 15:41 |  | * | [6 empty] | 2 |  | 1 |  |  | 0 | 0 | [5 empty] | None
5 | - IP-59326 | 16ga GA Brt coil 60 | 0 | Sub-assembly | Active |  | 77 | 1 |  |  |  | Item | 2 | EA | 100 | 1 | 2 | Date |  |  | 2024-09-30 15:41 |  | * | [6 empty] | 2 |  | 1 | 0.064923 |  | 0.064923 | 12.0649 |  |  | * |  |  | None | *
6 | 45-304L-C0110 | STEEL,304-L S/S,16 GA,60" COIL | 0 | Purchased Item | Active |  | 1 | 1 |  |  |  | Item | 0.34622 | SFT | 100 | 1 | 0.69244 | Date |  |  | 2024-09-30 15:41 |  | * | [6 empty] | 0.69244 |  | 1 | 10 |  | 0 | 11 |  |  | * |  |  | None | *
6 | IP-59326_DOC | 16ga GA Brt coil 60. | B | Reference Item - Document Management | Active |  | 99999 | 1 |  |  |  | Item | 1 | EA | 100 | 1 | 2 | Date |  |  | 2024-09-30 15:41 |  | * | [6 empty] | 2 |  | 1 |  |  | 0 | 0 | [5 empty] | None
5 | - IP-58220 | FOAM PANEL - LOWER NEAR SIDE - RH 4 - SUB ASSY | 0 | Sub-assembly | Active |  | 79 | 1 |  |  |  | Item | 1 | EA | 100 | 1 | 1 | Date |  |  | 2024-09-30 15:41 |  | * | [6 empty] | 1 |  | 1 | 0 |  | 0 | 23 |  |  | * |  |  | None | *
6 | - IP-58223 | 20ga SS 304L Solid coil 60 | 0 | Sub-assembly | Active |  | 1 | 1 |  |  |  | Item | 1 | EA | 100 | 1 | 1 | Date |  |  | 2024-09-30 15:41 |  | * | [6 empty] | 1 |  | 1 | 0 |  | 0 | 22 |  |  | * |  |  | None | *
7 | 46-PRPCSS0420G0 | 304L S/S 20GA WIDTH 44.488" EXTERIOR: CLEAR CONDUCTIVE GLOSS ONLY, INTERIOR:EPOXY PRIMER | 0 | Purchased Item | Active |  | 1 | 1 |  |  |  | Item | 10 | SFT | 100 | 1 | 10 | Date |  |  | 2024-09-30 15:41 |  | * | [6 empty] | 10 |  | 1 | 20 |  | 0 | 21 |  |  | * |  |  | None | *
6 | - IP-58222 | R-max Polyisocyanurate Foam Board, 2.5lbs/ft3, GRF faced, 2.83 - 2.95 ( +/- .060) thick, 43 x 120 | 0 | Sub-assembly | Active |  | 2 | 1 |  |  |  | Item | 1 | EA | 100 | 1 | 1 | Date |  |  | 2024-09-30 15:41 |  | * | [6 empty] | 1 |  | 1 | 0 |  | 0 | 17 |  |  | * |  |  | None | *
7 | 35-INSU-RM34312 | R-MAX POLYISOCYANURATE FOAM BOARD, 2.5LBS/FT3, GRF FACED, 2.83 - 2.95 ( +/- .060)” THICK, 43 X 120” | 0 | Purchased Item | Active |  | 1 | 1 |  |  |  | Item | 10 | SFT | 100 | 1 | 10 | Date |  |  | 2024-09-30 15:41 |  | * | [6 empty] | 10 |  | 1 | 15 |  | 0 | 16 |  |  | * |  |  | None | *
6 | - IP-58221 | 20ga GA Jkt coil ROBOR | 0 | Sub-assembly | Active |  | 3 | 1 |  |  |  | Item | 1 | EA | 100 | 1 | 1 | Date |  |  | 2024-09-30 15:41 |  | * | [6 empty] | 1 |  | 1 | 0 |  | 0 | 17 |  |  | * |  |  | None | *
7 | 46-GALC-A620G44 | STEEL,JKT,A60,20GA,44.488" COIL, +/- 0.078" | 0 | Purchased Item | Active |  | 1 | 1 |  |  |  | Item | 10 | SFT | 100 | 1 | 10 | Date |  |  | 2024-09-30 15:41 |  | * | [6 empty] | 10 |  | 1 | 15 |  | 0 | 16 |  |  | * |  |  | None | *
6 | IP-58220_DOC | FOAM PANEL - LOWER NEAR SIDE - RH 4 - SUB ASSY | 0 | Reference Item - Document Management | Active |  | 99999 | 1 |  |  |  | Item | 1 | EA | 100 | 1 | 1 | Date |  |  | 2024-09-30 15:41 |  | * | [6 empty] | 1 |  | 1 |  |  | 0 | 0 | [5 empty] | None
5 | 75-BR-146325A | 1/4" DIAMETER, 0.0630"-0.25" MATERIAL THICKNESS, ALUMINUM BLIND RIVET WITH ALUMINUM MANDREL MCMASTER# 97447A651 | 0 | Purchased Item | Active |  | 80 | 1 |  |  |  | Item | 160 | EA | 100 | 1 | 160 | Date |  |  | 2024-09-30 15:41 |  | * | [6 empty] | 160 |  | 1 | 125 |  | 0 | 126 |  |  | * |  |  | None | *
5 | - IP-59334 | 16ga GA Jkt coil 60 | 0 | Sub-assembly | Active |  | 81 | 1 |  |  |  | Item | 2 | EA | 100 | 1 | 2 | Date |  |  | 2024-09-30 15:41 |  | * | [6 empty] | 2 |  | 1 | 0.064923 |  | 0.064923 | 51.0649 |  |  | * |  |  | None | *
6 | 45-GALC-0225 | STEEL,JKT,A60,16 GA,60" COIL | 0 | Purchased Item | Active |  | 1 | 1 |  |  |  | Item | 0.34053 | SFT | 100 | 1 | 0.68106 | Date |  |  | 2024-09-30 15:41 |  | * | [6 empty] | 0.68106 |  | 1 | 15 |  | 0 | 16 |  |  | * |  |  | None | *
6 | IP-59334_DOC | 16ga GA Jkt coil 60. | B | Reference Item - Document Management | Active |  | 99999 | 1 |  |  |  | Item | 1 | EA | 100 | 1 | 2 | Date |  |  | 2024-09-30 15:41 |  | * | [6 empty] | 2 |  | 1 | 50 |  | 0 | 50 | [5 empty] | None
5 | - IP-60275 | 16ga GA Jkt coil 60 | 0 | Sub-assembly | Active |  | 82 | 1 |  |  |  | Item | 2 | EA | 100 | 1 | 2 | Date |  |  | 2024-09-30 15:41 |  | * | [6 empty] | 2 |  | 1 | 0.064923 |  | 0.064923 | 21.0649 |  |  | * |  |  | None | *
6 | 45-GALC-0225 | STEEL,JKT,A60,16 GA,60" COIL | 0 | Purchased Item | Active |  | 1 | 1 |  |  |  | Item | 0.34053 | SFT | 100 | 1 | 0.68106 | Date |  |  | 2024-09-30 15:41 |  | * | [6 empty] | 0.68106 |  | 1 | 15 |  | 0 | 16 |  |  | * |  |  | None | *
6 | IP-60275_DOC | 16ga GA Jkt coil 60. | B | Reference Item - Document Management | Active |  | 99999 | 1 |  |  |  | Item | 1 | EA | 100 | 1 | 2 | Date |  |  | 2024-09-30 15:41 |  | * | [6 empty] | 2 |  | 1 | 20 |  | 0 | 20 | [5 empty] | None
5 | - IP-58212 | FOAM PANEL - LOWER NEAR SIDE - CENTRAL 23 - SUB ASSY | 0 | Sub-assembly | Active |  | 83 | 1 |  |  |  | Item | 1 | EA | 100 | 1 | 1 | Date |  |  | 2024-09-30 15:41 |  | * | [6 empty] | 1 |  | 1 | 0 |  | 0 | 23 |  |  | * |  |  | None | *
6 | - IP-58215 | 20ga SS 304L Solid coil 60 | 0 | Sub-assembly | Active |  | 1 | 1 |  |  |  | Item | 1 | EA | 100 | 1 | 1 | Date |  |  | 2024-09-30 15:41 |  | * | [6 empty] | 1 |  | 1 | 0 |  | 0 | 22 |  |  | * |  |  | None | *
7 | 46-PRPCSS0420G0 | 304L S/S 20GA WIDTH 44.488" EXTERIOR: CLEAR CONDUCTIVE GLOSS ONLY, INTERIOR:EPOXY PRIMER | 0 | Purchased Item | Active |  | 1 | 1 |  |  |  | Item | 44 | SFT | 100 | 1 | 44 | Date |  |  | 2024-09-30 15:41 |  | * | [6 empty] | 44 |  | 1 | 20 |  | 0 | 21 |  |  | * |  |  | None | *
6 | - IP-58213 | 20ga GA Jkt coil ROBOR | 0 | Sub-assembly | Active |  | 2 | 1 |  |  |  | Item | 1 | EA | 100 | 1 | 1 | Date |  |  | 2024-09-30 15:41 |  | * | [6 empty] | 1 |  | 1 | 0 |  | 0 | 17 |  |  | * |  |  | None | *
7 | 46-GALC-A620G44 | STEEL,JKT,A60,20GA,44.488" COIL, +/- 0.078" | 0 | Purchased Item | Active |  | 1 | 1 |  |  |  | Item | 44 | SFT | 100 | 1 | 44 | Date |  |  | 2024-09-30 15:41 |  | * | [6 empty] | 44 |  | 1 | 15 |  | 0 | 16 |  |  | * |  |  | None | *
6 | - IP-58214 | R-max Polyisocyanurate Foam Board, 2.5lbs/ft3, GRF faced, 2.83 - 2.95 ( +/- .060) thick, 43 x 120 | 0 | Sub-assembly | Active |  | 3 | 1 |  |  |  | Item | 1 | EA | 100 | 1 | 1 | Date |  |  | 2024-09-30 15:41 |  | * | [6 empty] | 1 |  | 1 | 0 |  | 0 | 17 |  |  | * |  |  | None | *
7 | 35-INSU-RM34312 | R-MAX POLYISOCYANURATE FOAM BOARD, 2.5LBS/FT3, GRF FACED, 2.83 - 2.95 ( +/- .060)” THICK, 43 X 120” | 0 | Purchased Item | Active |  | 1 | 1 |  |  |  | Item | 44 | SFT | 100 | 1 | 44 | Date |  |  | 2024-09-30 15:41 |  | * | [6 empty] | 44 |  | 1 | 15 |  | 0 | 16 |  |  | * |  |  | None | *
6 | IP-58212_DOC | FOAM PANEL - LOWER NEAR SIDE - CENTRAL 23 - SUB ASSY | 0 | Reference Item - Document Management | Active |  | 99999 | 1 |  |  |  | Item | 1 | EA | 100 | 1 | 1 | Date |  |  | 2024-09-30 15:41 |  | * | [6 empty] | 1 |  | 1 |  |  | 0 | 0 | [5 empty] | None
5 | - IP-59325 | 16ga GA Brt coil 60 | 0 | Sub-assembly | Active |  | 84 | 1 |  |  |  | Item | 1 | EA | 100 | 1 | 1 | Date |  |  | 2024-09-30 15:41 |  | * | [6 empty] | 1 |  | 1 | 0.064923 |  | 0.064923 | 17.0649 |  |  | * |  |  | None | *
6 | 45-GALC-0225 | STEEL,JKT,A60,16 GA,60" COIL | 0 | Purchased Item | Active |  | 1 | 1 |  |  |  | Item | 0.32454 | SFT | 100 | 1 | 0.32454 | Date |  |  | 2024-09-30 15:41 |  | * | [6 empty] | 0.32454 |  | 1 | 15 |  | 0 | 16 |  |  | * |  |  | None | *
6 | IP-59325_DOC | 16ga GA Brt coil 60. | B | Reference Item - Document Management | Active |  | 99999 | 1 |  |  |  | Item | 1 | EA | 100 | 1 | 1 | Date |  |  | 2024-09-30 15:41 |  | * | [6 empty] | 1 |  | 1 |  |  | 0 | 0 | [5 empty] | None
5 | - IP-60034 | 16ga GA Brt coil 60 | 0 | Sub-assembly | Active |  | 85 | 1 |  |  |  | Item | 2 | EA | 100 | 1 | 2 | Date |  |  | 2024-09-30 15:41 |  | * | [6 empty] | 2 |  | 1 | 0.064923 |  | 0.064923 | 51.0649 |  |  | * |  |  | None | *
6 | 45-304L-C0110 | STEEL,304-L S/S,16 GA,60" COIL | 0 | Purchased Item | Active |  | 1 | 1 |  |  |  | Item | 0.33109 | SFT | 100 | 1 | 0.66218 | Date |  |  | 2024-09-30 15:41 |  | * | [6 empty] | 0.66218 |  | 1 | 10 |  | 0 | 11 |  |  | * |  |  | None | *
6 | IP-60034_DOC | 16ga GA Brt coil 60. | B | Reference Item - Document Management | Active |  | 99999 | 1 |  |  |  | Item | 1 | EA | 100 | 1 | 2 | Date |  |  | 2024-09-30 15:41 |  | * | [6 empty] | 2 |  | 1 | 50 |  | 0 | 50 | [5 empty] | None
5 | - IP-58232 | FOAM PANEL - LOWER NEAR SIDE - LH 5 - SUB ASSY | 0 | Sub-assembly | Active |  | 86 | 1 |  |  |  | Item | 1 | EA | 100 | 1 | 1 | Date |  |  | 2024-09-30 15:41 |  | * | [6 empty] | 1 |  | 1 | 0 |  | 0 | 23 |  |  | * |  |  | None | *
6 | - IP-58235 | 20ga SS 304L Solid coil 60 | 0 | Sub-assembly | Active |  | 1 | 1 |  |  |  | Item | 1 | EA | 100 | 1 | 1 | Date |  |  | 2024-09-30 15:41 |  | * | [6 empty] | 1 |  | 1 | 0 |  | 0 | 22 |  |  | * |  |  | None | *
7 | 46-PRPCSS0420G0 | 304L S/S 20GA WIDTH 44.488" EXTERIOR: CLEAR CONDUCTIVE GLOSS ONLY, INTERIOR:EPOXY PRIMER | 0 | Purchased Item | Active |  | 1 | 1 |  |  |  | Item | 24 | SFT | 100 | 1 | 24 | Date |  |  | 2024-09-30 15:41 |  | * | [6 empty] | 24 |  | 1 | 20 |  | 0 | 21 |  |  | * |  |  | None | *
6 | - IP-58233 | 20ga GA Jkt coil ROBOR | 0 | Sub-assembly | Active |  | 2 | 1 |  |  |  | Item | 1 | EA | 100 | 1 | 1 | Date |  |  | 2024-09-30 15:41 |  | * | [6 empty] | 1 |  | 1 | 0 |  | 0 | 17 |  |  | * |  |  | None | *
7 | 46-GALC-A620G44 | STEEL,JKT,A60,20GA,44.488" COIL, +/- 0.078" | 0 | Purchased Item | Active |  | 1 | 1 |  |  |  | Item | 24 | SFT | 100 | 1 | 24 | Date |  |  | 2024-09-30 15:41 |  | * | [6 empty] | 24 |  | 1 | 15 |  | 0 | 16 |  |  | * |  |  | None | *
6 | - IP-58234 | R-max Polyisocyanurate Foam Board, 2.5lbs/ft3, GRF faced, 2.83 - 2.95 ( +/- .060) thick, 43 x 120 | 0 | Sub-assembly | Active |  | 3 | 1 |  |  |  | Item | 1 | EA | 100 | 1 | 1 | Date |  |  | 2024-09-30 15:41 |  | * | [6 empty] | 1 |  | 1 | 0 |  | 0 | 17 |  |  | * |  |  | None | *
7 | 35-INSU-RM34312 | R-MAX POLYISOCYANURATE FOAM BOARD, 2.5LBS/FT3, GRF FACED, 2.83 - 2.95 ( +/- .060)” THICK, 43 X 120” | 0 | Purchased Item | Active |  | 1 | 1 |  |  |  | Item | 24 | SFT | 100 | 1 | 24 | Date |  |  | 2024-09-30 15:41 |  | * | [6 empty] | 24 |  | 1 | 15 |  | 0 | 16 |  |  | * |  |  | None | *
6 | IP-58232_DOC | FOAM PANEL - LOWER NEAR SIDE - LH 5 - SUB ASSY | 0 | Reference Item - Document Management | Active |  | 99999 | 1 |  |  |  | Item | 1 | EA | 100 | 1 | 1 | Date |  |  | 2024-09-30 15:41 |  | * | [6 empty] | 1 |  | 1 | 6 |  | 0 | 6 | [5 empty] | None
5 | 75-RIVET-0050 | 304 STAINLESS STEEL - POP RIVET - 1/8" X .188-250" LONG | 0 | Purchased Item | Active |  | 87 | 1 |  |  |  | Item | 152 | EA | 100 | 1 | 152 | Date |  |  | 2024-09-30 15:41 |  | * | [6 empty] | 152 |  | 1 | 20 |  | 0 | 21 |  |  | * |  |  | None | *
3 | - MCYS06-SMA-66261 | LEVEL 04 - VIRTUAL PARTS LOWER | L | Phantom item | Active |  | 4 | 1 |  |  |  | Item | 1 | EA | 100 | 1 | 1 | Date |  |  | 2024-09-30 15:41 |  | * | CCO-79419 | [5 empty] | 1 |  | 1 | 0 |  | 0 | 63 |  |  | * |  |  | None
4 | 180801P1 | BUSHING SNAP 2"MTG 1-3/4"ID | 0 | Purchased Item | Active |  | 3 | 1 |  |  |  | Item | 5 | EA | 100 | 1 | 5 | Date |  |  | 2024-10-12 |  | * | [6 empty] | 5 |  | 1 | 15 |  | 0 | 16 |  |  | * |  |  | None | *
4 | 05-CONN-0121 | 1" EMT COMPRESSION CONNECTOR, RAIN TIGHT | 0 | Purchased Item | Active |  | 4 | 1 |  |  |  | Item | 2 | EA | 100 | 1 | 2 | Date |  |  | 2024-09-30 15:41 |  | * | [6 empty] | 2 |  | 1 | 40 |  | 0 | 41 |  |  | * |  |  | None | *
4 | 05-EMT-0150 | THREADED CONDUIT 1/2" | 0 | Purchased Item | Active |  | 5 | 1 |  |  |  | Item | 1.5 | FT | 100 | 1 | 1.5 | Date |  |  | 2024-09-30 15:41 |  | * | [6 empty] | 1.5 |  | 1 | 20 |  | 0 | 21 |  |  | * |  |  | None | *
4 | 05-JBOX-C3R886 | J-JBOX N3R 8X8X6 W/ KNOCKOUT PN C3R886HCR HAMMOND | 0 | Purchased Item | Active |  | 6 | 1 |  |  |  | Item | 2 | EA | 100 | 1 | 2 | Date |  |  | 2024-09-30 15:41 |  | * | [6 empty] | 2 |  | 1 | 15 |  | 0 | 16 |  |  | * |  |  | None | *
4 | 05-JBOX-N112 | J-BOX N1 12X12X8 W/O KNOCKOUTS HOFFMAN PN ASE12X12X8NK | 0 | Purchased Item | Active |  | 7 | 1 |  |  |  | Item | 1 | EA | 100 | 1 | 1 | Date |  |  | 2024-09-30 15:41 |  | * | [6 empty] | 1 |  | 1 | 15 |  | 0 | 16 |  |  | * |  |  | None | *
4 | 05-JBOX-N3R886 | J-BOX N3R 8X8X6 W/O KNOCKOUTS | 0 | Purchased Item | Active |  | 8 | 1 |  |  |  | Item | 1 | EA | 100 | 1 | 1 | Date |  |  | 2024-09-30 15:41 |  | * | [6 empty] | 1 |  | 1 | 15 |  | 0 | 16 |  |  | * |  |  | None | *
4 | 05-LOOM-16Y248 | CORRUGATED LOOM TUBING, INSIDE DIA. 0.640", BLACK, LENGTH: 100 FT. PN 16Y248 | 0 | Purchased Item | Active |  | 9 | 1 |  |  |  | Item | 0.5 | FT | 100 | 1 | 0.5 | Date |  |  | 2024-09-30 15:41 |  | * | [6 empty] | 0.5 |  | 1 | 15 |  | 0 | 16 |  |  | * |  |  | None | *
4 | 05-REDW-0110 | REDUCER WASHER 1" X 1/2" MFG PART# 901 TOPAZ | 0 | Purchased Item | Active |  | 10 | 1 |  |  |  | Item | 2 | EA | 100 | 1 | 2 | Date |  |  | 2024-09-30 15:41 |  | * | [6 empty] | 2 |  | 1 | 15 |  | 0 | 16 |  |  | * |  |  | None | *
4 | 05-REDW-0130 | REDUCER WASHER 1-1/4X3/4 | 0 | Purchased Item | Active |  | 11 | 1 |  |  |  | Item | 2 | EA | 100 | 1 | 2 | Date |  |  | 2024-09-30 15:41 |  | * | [6 empty] | 2 |  | 1 | 20 |  | 0 | 21 |  |  | * |  |  | None | *
4 | 05-REDW-0140 | REDUCER WASHER 1-1/2X1 | 0 | Purchased Item | Active |  | 12 | 1 |  |  |  | Item | 1 | EA | 100 | 1 | 1 | Date |  |  | 2024-09-30 15:41 |  | * | [6 empty] | 1 |  | 1 | 20 |  | 0 | 21 |  |  | * |  |  | None | *
4 | 05-REDW-0175 | REDUCER WASHER 2 X 1-1/4 MFG PART# 913 TOPAZ | 0 | Purchased Item | Active |  | 13 | 1 |  |  |  | Item | 2 | EA | 100 | 1 | 2 | Date |  |  | 2024-09-30 15:41 |  | * | [6 empty] | 2 |  | 1 | 15 |  | 0 | 16 |  |  | * |  |  | None | *
4 | 05-SEAL-0114 | SEAL RING 1 1/4", THOMAS AND BETTS MODEL 5265 | 0 | Purchased Item | Active |  | 14 | 1 |  |  |  | Item | 3 | EA | 100 | 1 | 3 | Date |  |  | 2024-09-30 15:41 |  | * | [6 empty] | 3 |  | 1 | 20 |  | 0 | 21 |  |  | * |  |  | None | *
4 | 35-SHEET-0165 | ARM12 SHEET,INSULATION,C-C,.5THK CLOSED CELL COMES IN 3' X 4' SHEETS | 0 | Purchased Item | Active |  | 16 | 1 |  |  |  | Item | 0.5 | EA | 100 | 1 | 0.5 | Date |  |  | 2024-09-30 15:41 |  | * | [6 empty] | 0.5 |  | 1 | 15 |  | 0 | 16 |  |  | * |  |  | None | *
4 | 55-FLEX-0100 | FLEX DUCT CONNECTION SMBX4-100 | 0 | Purchased Item | Active |  | 17 | 1 |  |  |  | Item | 51 | FT | 100 | 1 | 51 | Date |  |  | 2024-09-30 15:41 |  | * | [6 empty] | 51 |  | 1 | 15 |  | 0 | 16 |  |  | * |  |  | None | *
4 | 85-ESC-7-004 | RUBBER ESCUTCHEON 7" OD 4" ID | 0 | Purchased Item | Active |  | 18 | 1 |  |  |  | Item | 2 | EA | 100 | 1 | 2 | Date |  |  | 2024-09-30 15:41 |  | * | [6 empty] | 2 |  | 1 | 50 |  | 0 | 51 |  |  | * |  |  | None | *
4 | 85-GASK-0190 | GASKET 1/4 | 0 | Purchased Item | Active |  | 19 | 1 |  |  |  | Item | 4 | FT | 100 | 1 | 4 | Date |  |  | 2024-09-30 15:41 |  | * | [6 empty] | 4 |  | 1 | 5 |  | 0 | 6 |  |  | * |  |  | None | *
4 | 85-GASK-114110 | 1 1/4"T X 1"W X 10 LFT, LAMINATED GASKET COMBINATIONS OF AFP# 1950R: 4701-30-1550-04 AND AFP# 1925R 4701-30-15250-04 AND AFP# 6527 PSA AND 6619 PSA | 0 | Purchased Item | Active |  | 20 | 1 |  |  |  | Item | 13 | EA | 100 | 1 | 13 | Date |  |  | 2024-09-30 15:41 |  | * | [6 empty] | 13 |  | 1 | 5 |  | 0 | 6 |  |  | * |  |  | None | *
4 | 85-TAPE-0101 | HEAT SHRINK TAPE 2"W X180'L #DS-702 | 0 | Purchased Item | Active |  | 21 | 1 |  |  |  | Item | 4 | EA | 100 | 1 | 4 | Date |  |  | 2024-09-30 15:41 |  | * | [6 empty] | 4 |  | 1 | 1 |  | 0 | 2 |  |  | * |  |  | None | *
4 | 85-TAPE-0103 | HEAT SHRINK TAPE 4"W X 180'L #DS-704 | 0 | Purchased Item | Active |  | 22 | 1 |  |  |  | Item | 5 | EA | 100 | 1 | 5 | Date |  |  | 2024-09-30 15:41 |  | * | [6 empty] | 5 |  | 1 | 10 |  | 0 | 11 |  |  | * |  |  | None | *
4 | 85-WRAP-0115 | VENT,SELF_ADHESIVE,WTHRTIGHT | 0 | Purchased Item | Active |  | 23 | 1 |  |  |  | Item | 5 | EA | 100 | 1 | 5 | Date |  |  | 2024-09-30 15:41 |  | * | [6 empty] | 5 |  | 1 | 10 |  | 0 | 11 |  |  | * |  |  | None | *
4 | 85-WRAP-0125 | 36 X 72 ZIPPER ACCESS DOOR DS72 | 0 | Purchased Item | Active |  | 24 | 1 |  |  |  | Item | 7 | EA | 100 | 1 | 7 | Date |  |  | 2024-09-30 15:41 |  | * | [6 empty] | 7 |  | 1 | 10 |  | 0 | 11 |  |  | * |  |  | None | *
4 | 85-ADH-3M-740G2 | 3M HYBRID SEALANT 740 (GRAY), 290ML. CASTRIDGE | 0 | Purchased Item | Active |  | 25 | 1 |  |  |  | Item | 86.81 | EA | 100 | 1 | 86.81 | Date |  |  | 2024-09-30 15:41 |  | * | [6 empty] | 86.81 |  | 1 | 30 |  | 0 | 31 |  |  | * |  |  | None | *
4 | 75-TAGS-23210 | BLANK TAGS, BRASS, ROUND, 1-1/2" X 1-1/2", (25 PK) PN 15Y745 | 0 | Purchased Item | Active |  | 27 | 1 |  |  |  | Item | 3 | EA | 100 | 1 | 3 | Date |  |  | 2024-09-30 15:41 |  | * | [6 empty] | 3 |  | 1 | 30 |  | 0 | 31 |  |  | * |  |  | None | *
4 | 85-ADH-3M-550G | 3M POLYURETHANE ADHESIVE SEALANT 550 FAST CURE GRAY, 10.5 OZ CASTRIDGE | 0 | Purchased Item | Active |  | 28 | 1 |  |  |  | Item | 1 | EA | 100 | 1 | 1 | Date |  |  | 2024-09-30 15:41 |  | * | [6 empty] | 1 |  | 1 | 30 |  | 0 | 31 |  |  | * |  |  | None | *
4 | 85-ADH-LOC-7649 | PRIMER LOCTITE 7649 #19269 | 0 | Purchased Item | Active |  | 29 | 1 |  |  |  | Item | 1.3545 | OZ | 100 | 1 | 1.3545 | Date |  |  | 2024-09-30 15:41 |  | * | [6 empty] | 1.3545 |  | 1 | 50 |  | 0 | 51 |  |  | * |  |  | None | *
4 | 85-TAPE-0123 | 1"X 36 YD 3M VHB TAPE 4611 | 0 | Purchased Item | Active |  | 31 | 1 |  |  |  | Item | 65.68 | FT | 100 | 1 | 65.68 | Date |  |  | 2024-09-30 15:41 |  | * | CCO-79419 | [5 empty] | 65.68 |  | 1 | 30 |  | 0 | 31 |  |  | * |  |  | None | *
4 | 85-DES-2854 | STRING SEWN BAG DESICCANT, ULINE MODEL: S-2854, BAG DIMENSIONS: 8 3/4 X 12 1/2 X 2 1/4", BAGS / DRUM : 30 | 0 | Purchased Item | Active |  | 32 | 1 |  |  |  | Item | 1 | DR | 100 | 1 | 1 | Date |  |  | 2024-09-30 15:41 |  | * | [6 empty] | 1 |  | 1 | 10 |  | 0 | 11 |  |  | * |  |  | None | *
4 | 40-AN-112112316 | 1-1/2X1-1/2X3/16 ANGLE | 0 | Purchased Item | Active |  | 33 | 1 |  |  |  | Item | 48 | FT | 100 | 1 | 48 | Date |  |  | 2024-09-30 15:41 |  | * | [6 empty] | 48 |  | 1 | 15 |  | 0 | 16 |  |  | * |  |  | None | *
4 | 85-ADH-DAL42100 | DALTOFOAM TR 42100- HUNTSMAN, PANEL LAMINATING ADHESIVE | 0 | Purchased Item | Active |  | 35 | 1 |  |  |  | Item | 685 | SFT | 100 | 1 | 685 | Date |  |  | 2024-09-30 15:41 |  | * | [6 empty] | 685 |  | 1 | 40 |  | 0 | 41 |  |  | * |  |  | None | *
4 | 85-ADH-SUPR2026 | SUPRASEC 2026 - HUNTSMAN, PANEL LAMINATING ADHESIVE | 0 | Purchased Item | Active |  | 36 | 1 |  |  |  | Item | 685 | SFT | 100 | 1 | 685 | Date |  |  | 2024-09-30 15:41 |  | * | [6 empty] | 685 |  | 1 | 25 |  | 0 | 26 |  |  | * |  |  | None | *
4 | 76-RCAM-0100 | ROLLER CAM VH 2321S07-R01 #2321S07-R01 | 0 | Purchased Item | Active |  | 37 | 1 |  |  |  | Item | 13 | EA | 100 | 1 | 13 | Date |  |  | 2024-09-30 15:41 |  | * | CCO-79419 | [5 empty] | 13 |  | 1 | 40 |  | 0 | 41 |  |  | * |  |  | None | *
4 | 17-RED-0450 | 1-3/8"X1-1/8" RED COUP CXC COP | 0 | Purchased Item | Active |  | 38 | 1 |  |  |  | Item | 2 | EA | 100 | 1 | 2 | Date |  |  | 2024-09-30 15:41 |  | * | [6 empty] | 2 |  | 1 | 20 |  | 0 | 21 |  |  | * |  |  | None | *
4 | 17-UNI-0652 | UNION - 1 3/8" CXC- COPPER | 0 | Purchased Item | Active |  | 39 | 1 |  |  |  | Item | 1 | EA | 100 | 1 | 1 | Date |  |  | 2024-09-30 15:41 |  | * | [6 empty] | 1 |  | 1 | 15 |  | 0 | 16 |  |  | * |  |  | None | *
4 | 18-VALVE-4938 | 4" BUTTERFLY VALVE, LUG, NP, EPDM, LEVER RED WHITE 938DESL | 0 | Purchased Item | Active |  | 40 | 1 |  |  |  | Item | 1 | EA | 100 | 1 | 1 | Date |  |  | 2024-09-30 15:41 |  | * | [6 empty] | 1 |  | 1 | 15 |  | 0 | 16 |  |  | * |  |  | None | *
4 | 17-ELL-0175 | Elbow 90 deg - 1-3/8" OD - 1-1/4" ID - CXC copper | 0 | Purchased Item | Active |  | 42 | 1 |  |  |  | Item | 1 | EA | 100 | 1 | 1 | Date |  |  | 2024-09-30 15:41 |  | * | [6 empty] | 1 |  | 1 | 15 |  | 0 | 16 |  |  | * |  |  | None | *
4 | 17-PIPE-0230 | PIPING - COPPER TYPE L - 7/8" OD - 3/4" ID | 0 | Purchased Item | Active |  | 43 | 1 |  |  |  | Item | 0.325 | FT | 100 | 1 | 0.325 | Date |  |  | 2024-09-30 15:41 |  | * | [6 empty] | 0.325 |  | 1 | 15 |  | 0 | 16 |  |  | * |  |  | None | *
4 | 17-PIPE-0237 | PIPING - COPPER TYPE L - 1-3/8" OD - 1-1/4" ID | 0 | Purchased Item | Active |  | 44 | 1 |  |  |  | Item | 0.87 | FT | 100 | 1 | 0.87 | Date |  |  | 2024-09-30 15:41 |  | * | [6 empty] | 0.87 |  | 1 | 15 |  | 0 | 16 |  |  | * |  |  | None | *
4 | 17-PIPE-0280 | PIPING - COPPER TYPE L - 4-1/8" OD - 4" ID | 0 | Purchased Item | Active |  | 45 | 1 |  |  |  | Item | 10.76 | FT | 100 | 1 | 10.76 | Date |  |  | 2024-09-30 15:41 |  | * | [6 empty] | 10.76 |  | 1 | 15 |  | 0 | 16 |  |  | * |  |  | None | *
4 | 10040973 | THREADED HEX INSERT, 3/8-16 UNC,AHS4T-616-150, Yellow Zinc Trivalen | 0 | Purchased Item | Active |  | 46 | 1 |  |  |  | Item | 4 | EA | 100 | 1 | 4 | Date |  |  | 2024-10-12 |  | * | [6 empty] | 4 |  | 1 | 5 |  | 0 | 6 |  |  | * |  |  | None | *
4 | 75-BH-58115-S | 304 STAINLESS STEEL-STANDARD HEX BOLT-5/8"-11 THREADS PER INCH X 5" LONG | 0 | Purchased Item | Active |  | 47 | 1 |  |  |  | Item | 8 | EA | 100 | 1 | 8 | Date |  |  | 2024-09-30 15:41 |  | * | [6 empty] | 8 |  | 1 | 5 |  | 0 | 6 |  |  | * |  |  | None | *
4 | 75-INS-420165 | 1/4-20 UNC STEEL YELLOW ZINC HEX INSERT AVK #AHS4T-420-165 | 0 | Purchased Item | Active |  | 48 | 1 |  |  |  | Item | 56 | EA | 100 | 1 | 56 | Date |  |  | 2024-09-30 15:41 |  | * | [6 empty] | 56 |  | 1 | 5 |  | 0 | 6 |  |  | * |  |  | None | *
4 | 75-NH-1420-S | 1/4-20-HEX/NUT 304 S/S | 0 | Purchased Item | Active |  | 49 | 1 |  |  |  | Item | 8 | EA | 100 | 1 | 8 | Date |  |  | 2024-09-30 15:41 |  | * | [6 empty] | 8 |  | 1 | 40 |  | 0 | 41 |  |  | * |  |  | None | *
4 | 75-NH-5811-S | 304 STAINLESS STEEL-HEX NUT-5/8"-11 THREADS PER INCH | 0 | Purchased Item | Active |  | 50 | 1 |  |  |  | Item | 8 | EA | 100 | 1 | 8 | Date |  |  | 2024-09-30 15:41 |  | * | [6 empty] | 8 |  | 1 | 5 |  | 0 | 6 |  |  | * |  |  | None | *
4 | 75-ROD-0420 | 1/4-20 X 120" ROD PLT FULL THREAD | 0 | Purchased Item | Active |  | 51 | 1 |  |  |  | Item | 12 | EA | 100 | 1 | 12 | Date |  |  | 2024-09-30 15:41 |  | * | [6 empty] | 12 |  | 1 | 5 |  | 0 | 6 |  |  | * |  |  | None | *
4 | 75-SCWH-14-114S | 1/4-14X1 1/4"S.DRILL HEAX HEAD 410SS | 0 | Purchased Item | Active |  | 52 | 1 |  |  |  | Item | 240 | EA | 100 | 1 | 240 | Date |  |  | 2024-09-30 15:41 |  | * | [6 empty] | 240 |  | 1 | 20 |  | 0 | 21 |  |  | * |  |  | None | *
4 | 75-SCWH-14-34SS | 304 STAINLESS STEEL-TEK SCREW-1/4"-14 THREADS PER INCH X 3/4" LONG | 0 | Purchased Item | Active |  | 53 | 1 |  |  |  | Item | 50 | EA | 100 | 1 | 50 | Date |  |  | 2024-09-30 15:41 |  | * | [6 empty] | 50 |  | 1 | 20 |  | 0 | 21 |  |  | * |  |  | None | *
4 | 75-W-38-FLAT-P | Zinc Plated-Flat Washer-3/8" | 0 | Purchased Item | Active |  | 54 | 1 |  |  |  | Item | 68 | EA | 100 | 1 | 68 | Date |  |  | 2024-09-30 15:41 |  | * | [6 empty] | 68 |  | 1 | 15 |  | 0 | 16 |  |  | * |  |  | None | *
4 | 75-W-58-FLAT-SS | 5/8" FLAT WASHER STAINLESS | 0 | Purchased Item | Active |  | 55 | 1 |  |  |  | Item | 24 | EA | 100 | 1 | 24 | Date |  |  | 2024-09-30 15:41 |  | * | [6 empty] | 24 |  | 1 | 5 |  | 0 | 6 |  |  | * |  |  | None | *
4 | 75-W-58-LOCK-SS | 5/8" LOCK WASHER, STAINLESS | 0 | Purchased Item | Active |  | 56 | 1 |  |  |  | Item | 12 | EA | 100 | 1 | 12 | Date |  |  | 2024-09-30 15:41 |  | * | [6 empty] | 12 |  | 1 | 10 |  | 0 | 11 |  |  | * |  |  | None | *
4 | 75-SCWH-14-114 | 1/4-14x1 1/4" SELF DRILL S.H.W PL | 0 | Purchased Item | Active |  | 59 | 1 |  |  |  | Item | 114 | EA | 100 | 1 | 114 | Date |  |  | 2024-09-30 15:41 |  | * | CCO-79419 | [5 empty] | 114 |  | 1 | 20 |  | 0 | 21 |  |  | * |  |  | None | *
4 | 75-SCWR-818-34 | SELF DRILLING SCREW 8-18, 3/4" LENGTH, ZINC PLATED PAN HEAD PHILLIPS, PART NO. 94060A197 | 0 | Purchased Item | Active |  | 60 | 1 |  |  |  | Item | 29 | EA | 100 | 1 | 29 | Date |  |  | 2024-09-30 15:41 |  | * | CCO-79419 | [5 empty] | 29 |  | 1 | 40 |  | 0 | 41 |  |  | * |  |  | None | *
4 | 75-SCWH-10-34 | 10X3/4" SELF DRILL SCREW HWH PL | 0 | Purchased Item | Active |  | 61 | 1 |  |  |  | Item | 8 | EA | 100 | 1 | 8 | Date |  |  | 2024-09-30 15:41 |  | * | CCO-79419 | [5 empty] | 8 |  | 1 | 20 |  | 0 | 21 |  |  | * |  |  | None | *
4 | 75-BH-38165-P | 3/8-16X5 HEX TAP BOLT FULL THREAD PLATED | 0 | Purchased Item | Active |  | 62 | 1 |  |  |  | Item | 4 | EA | 100 | 1 | 4 | Date |  |  | 2024-09-30 15:41 |  | * | CCO-79419 | [5 empty] | 4 |  | 1 | 5 |  | 0 | 6 |  |  | * |  |  | None | *
4 | 75-BR-5322537P | 5/32" DIAMETER, 0.251"-0.375" MATERIAL THICKNESS, ZINC-PLATED BLIND RIVET MCMASTER# 97519A040 | 0 | Purchased Item | Active |  | 63 | 1 |  |  |  | Item | 25 | EA | 100 | 1 | 25 | Date |  |  | 2024-09-30 15:41 |  | * | CCO-79419 | [5 empty] | 25 |  | 1 | 5 |  | 0 | 6 |  |  | * |  |  | None | *
4 | 75-CHAIN-23306 | BEADED CHAIN, BRASS, 100 PK, PN 15Y705 | 0 | Purchased Item | Active |  | 64 | 1 |  |  |  | Item | 11.5 | EA | 100 | 1 | 11.5 | Date |  |  | 2024-09-30 15:41 |  | * | CCO-79419 | [5 empty] | 11.5 |  | 1 | 42 |  | 0 | 43 |  |  | * |  |  | None | *
4 | - S-246A | BUSHING SNAP 7/8"MTG .69 ID | 0 | Purchased Item | Active |  | 65 | 1 |  |  |  | Item | 10.5 | EA | 100 | 1 | 10.5 | Date |  |  | 2024-10-12 |  | * | [6 empty] | 10.5 |  | 1 | 5 |  | 0 | 6 |  |  | * |  |  | None | *
5 | S-246ADOC | BUSHING SNAP 7/8"MTG .69 ID | 0 | Reference Item - Document Management | Active |  | 99999 | 1 |  |  |  | Item | 0 | EA | 100 | 1 | 0 | Date |  |  | 2024-10-12 |  | * | [6 empty] | 0 |  | 1 | 0 |  | 0 | 0 | [5 empty] | None
4 | 75-SCWH-1224112 | #12-24 X 1-1/2" SELF-DRILLING FASTENER HEAD H.W.H. , WITH 9/16'' BONDED WASHER , COATING: CLIMASEAL, MATERIAL: CARBON STEEL, TEKS# 1001000 | 0 | Purchased Item | Active |  | 66 | 1 |  |  |  | Item | 75 | EA | 100 | 1 | 75 | Date |  |  | 2024-09-30 15:41 |  | * | CCO-79419 | [5 empty] | 75 |  | 1 | 20 |  | 0 | 21 |  |  | * |  |  | None | *
4 | 75-SCWP1032516S | 304 STAINLESS STEEL -FINE THREADS -STANDARD PHILLIPS HEAD BOLT -#10 -32 THREADS PER INCH X 5/16" LONG | 0 | Purchased Item | Active |  | 67 | 1 |  |  |  | Item | 4 | EA | 100 | 1 | 4 | Date |  |  | 2024-09-30 15:41 |  | * | CCO-79419 | [5 empty] | 4 |  | 1 | 20 |  | 0 | 21 |  |  | * |  |  | None | *
4 | 75-BH-38162-S | 304 STAINLESS STEEL-STANDARD HEX BOLT-3/8"-16 THREADS PER INCH X 2" LONG | 0 | Purchased Item | Active |  | 68 | 1 |  |  |  | Item | 16 | EA | 100 | 1 | 16 | Date |  |  | 2024-09-30 15:41 |  | * | CCO-79419 | [5 empty] | 16 |  | 1 | 5 |  | 0 | 6 |  |  | * |  |  | None | *
4 | 85-CAUL-0160 | CAULK SIKAFLEX_1A, LIMESTONE. 10 OZ CARTRIDGE. 24 PER BOX. | 0 | Purchased Item | Active |  | 69 | 1 |  |  |  | Item | 1 | EA | 100 | 1 | 1 | Date |  |  | 2024-09-30 15:41 |  | * | CCO-79419 | [5 empty] | 1 |  | 1 | 10 |  | 0 | 11 |  |  | * |  |  | None | *
4 | 75-W-14-BN1458 | ZINC PLATED-NEOPRENE WASHER-9/32"ID - 5/8"OD | 0 | Purchased Item | Active |  | 70 | 1 |  |  |  | Item | 24 | EA | 100 | 1 | 24 | Date |  |  | 2024-09-30 15:41 |  | * | CCO-79419 | [5 empty] | 24 |  | 1 | 40 |  | 0 | 41 |  |  | * |  |  | None | *
4 | 75-W-14-FLAT-P | Zinc Plated-Flat Washer-1/4" | 0 | Purchased Item | Active |  | 71 | 1 |  |  |  | Item | 67 | EA | 100 | 1 | 67 | Date |  |  | 2024-09-30 15:41 |  | * | CCO-79419 | [5 empty] | 67 |  | 1 | 25 |  | 0 | 26 |  |  | * |  |  | None | *
4 | - MCYS06-SMA-66254 | DOORS - VIRTUAL PARTS LOWER | F | Phantom item | Active |  | 72 | 1 |  |  |  | Item | 1 | EA | 100 | 1 | 1 | Date |  |  | 2024-09-30 15:41 |  | * | CCO-79419 | [5 empty] | 1 |  | 1 | 0 |  | 0 | 62 |  |  | * |  |  | None
5 | 75-W-38-LOCK-P | Zinc Plated-Lock Washer-3/8" | 0 | Purchased Item | Active |  | 5 | 1 |  |  |  | Item | 68 | EA | 100 | 1 | 68 | Date |  |  | 2024-09-30 15:41 |  | * | CCO-79419 | [5 empty] | 68 |  | 1 | 20 |  | 0 | 21 |  |  | * |  |  | None | *
5 | 76-ROLLER-698 | LONG ROLLER CAM FOR .313 SHAFT, BLACK PLASTIC | 0 | Purchased Item | Active |  | 6 | 1 |  |  |  | Item | 11 | EA | 100 | 1 | 11 | Date |  |  | 2024-09-30 15:41 |  | * | [6 empty] | 11 |  | 1 | 40 |  | 0 | 41 |  |  | * |  |  | None | *
5 | 76-HANDLE-0100 | HANDLE STANDARD OUTSWING | 0 | Purchased Item | Active |  | 7 | 1 |  |  |  | Item | 3 | EA | 100 | 1 | 3 | Date |  |  | 2024-09-30 15:41 |  | * | [6 empty] | 3 |  | 1 | 60 |  | 0 | 61 |  |  | * |  |  | None | *
5 | 76-HANDLE-0110 | Inside Door Handle - Red Hand Grip #265076-50 | 0 | Purchased Item | Active |  | 8 | 1 |  |  |  | Item | 12 | EA | 100 | 1 | 12 | Date |  |  | 2024-09-30 15:41 |  | * | [6 empty] | 12 |  | 1 | 60 |  | 0 | 61 |  |  | * |  |  | None | *
5 | 76-HANDLE-0060 | HANDLE PADLOCK OUTSWING | 0 | Purchased Item | Active |  | 9 | 1 |  |  |  | Item | 2 | EA | 100 | 1 | 2 | Date |  |  | 2024-09-30 15:41 |  | * | [6 empty] | 2 |  | 1 | 60 |  | 0 | 61 |  |  | * |  |  | None | *
4 | - MCYS06-SMA-66255 | TAMCO DAMPERS - VIRTUAL PARTS LOWER | D | Phantom item | Active |  | 73 | 1 |  |  |  | Item | 1 | EA | 100 | 1 | 1 | Date |  |  | 2024-09-30 15:41 |  | * | CCO-79419 | [5 empty] | 1 |  | 1 | 0 |  | 0 | 32 |  |  | * |  |  | None
5 | 75-TAGS-23210 | BLANK TAGS, BRASS, ROUND, 1-1/2" X 1-1/2", (25 PK) PN 15Y745 | 0 | Purchased Item | Active |  | 1 | 1 |  |  |  | Item | 3 | EA | 100 | 1 | 3 | Date |  |  | 2024-09-30 15:41 |  | * | [6 empty] | 3 |  | 1 | 30 |  | 0 | 31 |  |  | * |  |  | None | *
4 | - MCYS06-SMA-66256 | ELI DAMPERS - VIRTUAL PARTS LOWER | D | Phantom item | Active |  | 74 | 1 |  |  |  | Item | 1 | EA | 100 | 1 | 1 | Date |  |  | 2024-09-30 15:41 |  | * | CCO-79419 | [5 empty] | 1 |  | 1 | 0 |  | 0 | 32 |  |  | * |  |  | None
5 | 85-ADH-3M-740G2 | 3M HYBRID SEALANT 740 (GRAY), 290ML. CASTRIDGE | 0 | Purchased Item | Active |  | 3 | 1 |  |  |  | Item | 3.66 | EA | 100 | 1 | 3.66 | Date |  |  | 2024-09-30 15:41 |  | * | [6 empty] | 3.66 |  | 1 | 30 |  | 0 | 31 |  |  | * |  |  | None | *
4 | - MCYS06-SMA-66257 | DIRECT EVAP - VIRTUAL PARTS LOWER | E | Phantom item | Active |  | 75 | 1 |  |  |  | Item | 1 | EA | 100 | 1 | 1 | Date |  |  | 2024-09-30 15:41 |  | * | CCO-79419 | [5 empty] | 1 |  | 1 | 0 |  | 0 | 32 |  |  | * |  |  | None
5 | 75-WF-3816100-S | 304 STAINLESS STEEL-SERRATED FLANGE HEX BOLT-3/8"-16 THREADS PER INCH X 1" LONG | 0 | Purchased Item | Active |  | 3 | 1 |  |  |  | Item | 4 | EA | 100 | 1 | 4 | Date |  |  | 2024-09-30 15:41 |  | * | [6 empty] | 4 |  | 1 | 30 |  | 0 | 31 |  |  | * |  |  | None | *
5 | 75-UNIST-0100 | 1 5/8" X 1 5/8" - GALVANIZED - UNISTRUT | 0 | Purchased Item | Active |  | 4 | 1 |  |  |  | Item | 16.64 | FT | 100 | 1 | 16.64 | Date |  |  | 2024-09-30 15:41 |  | * | [6 empty] | 16.64 |  | 1 | 10 |  | 0 | 11 |  |  | * |  |  | None | *
5 | - 329808P1 | GASKET CLD CELL 1/8" THICK | 0 | Purchased Item | Active |  | 5 | 1 |  |  |  | Item | 4.42 | FT | 100 | 1 | 4.42 | Date |  |  | 2024-09-30 15:41 |  | * | [6 empty] | 4.42 |  | 1 | 15 |  | 0 | 16 |  |  | * |  |  | None | *
6 | 329808 | GASKET CLOSED CELL FOAM | 0 | Reference Item - Document Management | Active |  | 99999 | 1 |  |  |  | Item | 0 | EA | 100 | 1 | 0 | Date |  |  | 2024-09-30 15:41 |  | * | [6 empty] | 0 |  | 1 | 15 |  | 0 | 15 | [5 empty] | None
2 | - MCYS06-SMA-66194 | ELI DAMPER WALL 5 | D | Sub-assembly | Active |  | 30 | 1 |  |  |  | Item | 1 | EA | 100 | 1 | 1 | Date |  |  | 2024-09-30 15:41 |  | * | [6 empty] | 1 |  | 1 | 1.0821 |  | 1.147 | 56.0821 |  |  | * |  |  | None | *
3 | - IP-57859 | Actuator Label | 0 | Sub-assembly | Active |  | 1 | 1 |  |  |  | Item | 1 | EA | 100 | 1 | 1 | Date |  |  | 2024-09-30 15:41 |  | * | [6 empty] | 1 |  | 1 | 0 |  | 0 | 32 |  |  | * |  |  | None | *
4 | 75-TAGS-23210 | BLANK TAGS, BRASS, ROUND, 1-1/2" X 1-1/2", (25 PK) PN 15Y745 | 0 | Purchased Item | Active |  | 1 | 1 |  |  |  | Item | 1 | EA | 100 | 1 | 1 | Date |  |  | 2024-09-30 15:41 |  | * | [6 empty] | 1 |  | 1 | 30 |  | 0 | 31 |  |  | * |  |  | None | *
3 | 75-SCWH-14-114 | 1/4-14x1 1/4" SELF DRILL S.H.W PL | 0 | Purchased Item | Active |  | 3 | 1 |  |  |  | Item | 19 | EA | 100 | 1 | 19 | Date |  |  | 2024-09-30 15:41 |  | * | [6 empty] | 19 |  | 1 | 20 |  | 0 | 21 |  |  | * |  |  | None | *
3 | - IP-68006 | BRACKET FOR ACTUATOR - MSF CYS06 | H | Sub-assembly | Active |  | 4 | 1 |  |  |  | Item | 1 | EA | 100 | 1 | 1 | Date |  |  | 2024-09-30 15:41 |  | * | [6 empty] | 1 |  | 1 | 0.064923 |  | 0.064923 | 17.0649 |  |  | * |  |  | None | *
4 | 45-GALC-0250 | STEEL,GALV,G90,16 GA,48" COIL | 0 | Purchased Item | Active |  | 100009 | 1 |  |  |  | Item | 0.25 | SFT | 100 | 1 | 0.25 | Date |  |  | 2024-10-15 10:23 |  | * |  |  | WIP_APU-1 |  |  |  | 0.25 |  | 1 | 15 |  | 0 | 16 |  |  | * |  |  | None | *
3 | - MCYS06-SMA-66195 | ELI DAMPER WALL 5 - SUB ASSY | 0 | Sub-assembly | Active |  | 5 | 1 |  |  |  | Item | 1 | EA | 100 | 1 | 1 | Date |  |  | 2024-09-30 15:41 |  | * | [6 empty] | 1 |  | 1 | 0 |  | 0.064923 | 54 |  |  | * |  |  | None | *
4 | - SHAFT | ZINC PLATED SQUARE BAR 3/8""x72"" | 0 | Sub-assembly | Active |  | 1 | 1 |  |  |  | Item | 1 | EA | 100 | 1 | 1 | Date |  |  | 2024-09-30 15:41 |  | * | [6 empty] | 1 |  | 1 | 0 |  | 0 | 17 |  |  | * |  |  | None | *
5 | 40-SB-3872-ZP | SQUARE BAR - C1018 - ZINC PLATED - 3/8" DIA X 72" | 0 | Purchased Item | Active |  | 1 | 1 |  |  |  | Item | 0.448 | FT | 100 | 1 | 0.448 | Date |  |  | 2024-09-30 15:41 |  | * | [6 empty] | 0.448 |  | 1 | 15 |  | 0 | 16 |  |  | * |  |  | None | *
4 | 75-W-14-FLAT-P | Zinc Plated-Flat Washer-1/4" | 0 | Purchased Item | Active |  | 2 | 1 |  |  |  | Item | 24 | EA | 100 | 1 | 24 | Date |  |  | 2024-09-30 15:41 |  | * | [6 empty] | 24 |  | 1 | 25 |  | 0 | 26 |  |  | * |  |  | None | *
4 | - MCYSC4-SMA-54580 | DAMPER BLADE SUB ASSY 32.6875" | 0 | Sub-assembly | Active |  | 3 | 1 |  |  |  | Item | 5 | EA | 100 | 1 | 5 | Date |  |  | 2024-09-30 15:41 |  | * | [6 empty] | 5 |  | 1 | 0 |  | 0 | 53 |  |  | * |  |  | None | *
5 | - IP-69818 | STEEL,GALV,G90,10GA,48x120 | 0 | Sub-assembly | Active |  | 2 | 1 |  |  |  | Item | 2 | EA | 100 | 1 | 10 | Date |  |  | 2024-09-30 15:41 |  | * | [6 empty] | 10 |  | 1 | 0 |  | 0 | 12 |  |  | * |  |  | None | *
6 | 45-GALV-0305 | STEEL,GALV,G90,10GA,48X120 | 0 | Purchased Item | Active |  | 1 | 1 |  |  |  | Item | 0.012 | SFT | 100 | 1 | 0.12 | Date |  |  | 2024-09-30 15:41 |  | * | [6 empty] | 0.12 |  | 1 | 10 |  | 0 | 11 |  |  | * |  |  | None | *
5 | - IP-54578 | Extruded Aluminum, AF Damper blade, clear anodized, 20' | 0 | Sub-assembly | Active |  | 3 | 1 |  |  |  | Item | 1 | EA | 100 | 1 | 5 | Date |  |  | 2024-09-30 15:41 |  | * | [6 empty] | 5 |  | 1 | 0 |  | 0 | 52 |  |  | * |  |  | None | *
6 | 80-DAMP-0270 | EXTRUDED ALUM. AF DAMPER BLADE. CLEAR ANODIZED. | 0 | Purchased Item | Active |  | 1 | 1 |  |  |  | Item | 2.724 | FT | 100 | 1 | 13.62 | Date |  |  | 2024-09-30 15:41 |  | * | [6 empty] | 13.62 |  | 1 | 50 |  | 0 | 51 |  |  | * |  |  | None | *
5 | - IP-54579 | SINGLE/DOUBLE DAMPER GASKET BULB DAMPER BLADE SEAL #092010A | 0 | Sub-assembly | Active |  | 4 | 1 |  |  |  | Item | 1 | EA | 100 | 1 | 5 | Date |  |  | 2024-09-30 15:41 |  | * | [6 empty] | 5 |  | 1 | 0 |  | 0 | 52 |  |  | * |  |  | None | *
6 | 80-DAMP-092010A | SINGLE/DOUBLE DAMPER GASKET BULB DAMPER BLADE SEAL #092010A | 0 | Purchased Item | Active |  | 1 | 1 |  |  |  | Item | 2.724 | FT | 100 | 1 | 13.62 | Date |  |  | 2024-09-30 15:41 |  | * | [6 empty] | 13.62 |  | 1 | 50 |  | 0 | 51 |  |  | * |  |  | None | *
5 | 75-FAST-0251 | ZINC PLATED - CLEVIS PIN - 1/4" X 1/2" | 0 | Purchased Item | Active |  | 5 | 1 |  |  |  | Item | 2 | EA | 100 | 1 | 10 | Date |  |  | 2024-09-30 15:41 |  | * | [6 empty] | 10 |  | 1 | 15 |  | 0 | 16 |  |  | * |  |  | None | *
5 | - ENDSHAFT | ZINC PLATED SQUARE BAR 3/8""x72"" | 0 | Sub-assembly | Active |  | 6 | 1 |  |  |  | Item | 2 | EA | 100 | 1 | 10 | Date |  |  | 2024-09-30 15:41 |  | * | [6 empty] | 10 |  | 1 | 0 |  | 0 | 17 |  |  | * |  |  | None | *
6 | 40-SB-3872-ZP | SQUARE BAR - C1018 - ZINC PLATED - 3/8" DIA X 72" | 0 | Purchased Item | Active |  | 1 | 1 |  |  |  | Item | 0.25 | FT | 100 | 1 | 2.5 | Date |  |  | 2024-09-30 15:41 |  | * | [6 empty] | 2.5 |  | 1 | 15 |  | 0 | 16 |  |  | * |  |  | None | *
5 | 80-BUSHING-3/8 | BUSHING - NYLON - GALVANIZED G90 - 0.38 DIAMETER - XX.X LENGTH | 0 | Purchased Item | Active |  | 7 | 1 |  |  |  | Item | 2 | EA | 100 | 1 | 10 | Date |  |  | 2024-09-30 15:41 |  | * | [6 empty] | 10 |  | 1 | 40 |  | 0 | 41 |  |  | * |  |  | None | *
4 | - IP-54581 | STEEL,GALV,G90,16 GA,48" COIL | A | Sub-assembly | Active |  | 4 | 1 |  |  |  | Item | 2 | EA | 100 | 1 | 2 | Date |  |  | 2024-09-30 15:41 |  | * | [6 empty] | 2 |  | 1 | 0.064923 |  | 0.064923 | 17.0649 |  |  | * |  |  | None | *
5 | 45-GALC-0250 | STEEL,GALV,G90,16 GA,48" COIL | 0 | Purchased Item | Active |  | 1 | 1 |  |  |  | Item | 1.5 | SFT | 100 | 1 | 3 | Date |  |  | 2024-09-30 15:41 |  | * |  |  | WIP_APU-1 |  |  |  | 3 |  | 1 | 15 |  | 0 | 16 |  |  | * |  |  | None | *
4 | - IP-60414 | STEEL,GALV,G90,16 GA,48" COIL | A | Sub-assembly | Active |  | 5 | 1 |  |  |  | Item | 1 | EA | 100 | 1 | 1 | Date |  |  | 2024-09-30 15:41 |  | * | [6 empty] | 1 |  | 1 | 0.064923 |  | 0.064923 | 17.0649 |  |  | * |  |  | None | *
5 | 45-GALC-0250 | STEEL,GALV,G90,16 GA,48" COIL | 0 | Purchased Item | Active |  | 1 | 1 |  |  |  | Item | 3 | SFT | 100 | 1 | 3 | Date |  |  | 2024-09-30 15:41 |  | * |  |  | WIP_APU-1 |  |  |  | 3 |  | 1 | 15 |  | 0 | 16 |  |  | * |  |  | None | *
4 | - IP-69817 | STEEL,GALV,G90,12GA,48x96 | 0 | Sub-assembly | Active |  | 6 | 1 |  |  |  | Item | 10 | EA | 100 | 1 | 10 | Date |  |  | 2024-09-30 15:41 |  | * | [6 empty] | 10 |  | 1 | 0 |  | 0 | 22 |  |  | * |  |  | None | *
5 | 45-GALV-0310 | STEEL,GALV,G90,12GA,48X96 | 0 | Purchased Item | Active |  | 1 | 1 |  |  |  | Item | 0.025 | SFT | 100 | 1 | 0.25 | Date |  |  | 2024-09-30 15:41 |  | * | [6 empty] | 0.25 |  | 1 | 20 |  | 0 | 21 |  |  | * |  |  | None | *
4 | - MCYSC4-SMA-54583 | DAMPER BLADE SUB ASSY 32.6875" OP2 | 0 | Sub-assembly | Active |  | 8 | 1 |  |  |  | Item | 5 | EA | 100 | 1 | 5 | Date |  |  | 2024-09-30 15:41 |  | * | [6 empty] | 5 |  | 1 | 0 |  | 0 | 53 |  |  | * |  |  | None | *
5 | - IP-69818 | STEEL,GALV,G90,10GA,48x120 | 0 | Sub-assembly | Active |  | 2 | 1 |  |  |  | Item | 2 | EA | 100 | 1 | 10 | Date |  |  | 2024-09-30 15:41 |  | * | [6 empty] | 10 |  | 1 | 0 |  | 0 | 12 |  |  | * |  |  | None | *
6 | 45-GALV-0305 | STEEL,GALV,G90,10GA,48X120 | 0 | Purchased Item | Active |  | 1 | 1 |  |  |  | Item | 0.012 | SFT | 100 | 1 | 0.12 | Date |  |  | 2024-09-30 15:41 |  | * | [6 empty] | 0.12 |  | 1 | 10 |  | 0 | 11 |  |  | * |  |  | None | *
5 | - IP-54578 | Extruded Aluminum, AF Damper blade, clear anodized, 20' | 0 | Sub-assembly | Active |  | 3 | 1 |  |  |  | Item | 1 | EA | 100 | 1 | 5 | Date |  |  | 2024-09-30 15:41 |  | * | [6 empty] | 5 |  | 1 | 0 |  | 0 | 52 |  |  | * |  |  | None | *
6 | 80-DAMP-0270 | EXTRUDED ALUM. AF DAMPER BLADE. CLEAR ANODIZED. | 0 | Purchased Item | Active |  | 1 | 1 |  |  |  | Item | 2.724 | FT | 100 | 1 | 13.62 | Date |  |  | 2024-09-30 15:41 |  | * | [6 empty] | 13.62 |  | 1 | 50 |  | 0 | 51 |  |  | * |  |  | None | *
5 | - IP-54579 | SINGLE/DOUBLE DAMPER GASKET BULB DAMPER BLADE SEAL #092010A | 0 | Sub-assembly | Active |  | 4 | 1 |  |  |  | Item | 1 | EA | 100 | 1 | 5 | Date |  |  | 2024-09-30 15:41 |  | * | [6 empty] | 5 |  | 1 | 0 |  | 0 | 52 |  |  | * |  |  | None | *
6 | 80-DAMP-092010A | SINGLE/DOUBLE DAMPER GASKET BULB DAMPER BLADE SEAL #092010A | 0 | Purchased Item | Active |  | 1 | 1 |  |  |  | Item | 2.724 | FT | 100 | 1 | 13.62 | Date |  |  | 2024-09-30 15:41 |  | * | [6 empty] | 13.62 |  | 1 | 50 |  | 0 | 51 |  |  | * |  |  | None | *
5 | 75-FAST-0251 | ZINC PLATED - CLEVIS PIN - 1/4" X 1/2" | 0 | Purchased Item | Active |  | 5 | 1 |  |  |  | Item | 2 | EA | 100 | 1 | 10 | Date |  |  | 2024-09-30 15:41 |  | * | [6 empty] | 10 |  | 1 | 15 |  | 0 | 16 |  |  | * |  |  | None | *
5 | - ENDSHAFT | ZINC PLATED SQUARE BAR 3/8""x72"" | 0 | Sub-assembly | Active |  | 6 | 1 |  |  |  | Item | 2 | EA | 100 | 1 | 10 | Date |  |  | 2024-09-30 15:41 |  | * | [6 empty] | 10 |  | 1 | 0 |  | 0 | 17 |  |  | * |  |  | None | *
6 | 40-SB-3872-ZP | SQUARE BAR - C1018 - ZINC PLATED - 3/8" DIA X 72" | 0 | Purchased Item | Active |  | 1 | 1 |  |  |  | Item | 0.25 | FT | 100 | 1 | 2.5 | Date |  |  | 2024-09-30 15:41 |  | * | [6 empty] | 2.5 |  | 1 | 15 |  | 0 | 16 |  |  | * |  |  | None | *
5 | 80-BUSHING-3/8 | BUSHING - NYLON - GALVANIZED G90 - 0.38 DIAMETER - XX.X LENGTH | 0 | Purchased Item | Active |  | 7 | 1 |  |  |  | Item | 2 | EA | 100 | 1 | 10 | Date |  |  | 2024-09-30 15:41 |  | * | [6 empty] | 10 |  | 1 | 40 |  | 0 | 41 |  |  | * |  |  | None | *
4 | - IP-69816 | STEEL,GALV,G90,16 GA,48" COIL | 0 | Sub-assembly | Active |  | 9 | 1 |  |  |  | Item | 4 | EA | 100 | 1 | 4 | Date |  |  | 2024-09-30 15:41 |  | * | [6 empty] | 4 |  | 1 | 0 |  | 0 | 17 |  |  | * |  |  | None | *
5 | 45-GALC-0250 | STEEL,GALV,G90,16 GA,48" COIL | 0 | Purchased Item | Active |  | 1 | 1 |  |  |  | Item | 0.04 | SFT | 100 | 1 | 0.16 | Date |  |  | 2024-09-30 15:41 |  | * | [6 empty] | 0.16 |  | 1 | 15 |  | 0 | 16 |  |  | * |  |  | None | *
4 | - IP-54576 | STEEL,GALV,G90,16 GA,48" COIL | A | Sub-assembly | Active |  | 10 | 1 |  |  |  | Item | 2 | EA | 100 | 1 | 2 | Date |  |  | 2024-09-30 15:41 |  | * | [6 empty] | 2 |  | 1 | 0.064923 |  | 0.064923 | 17.0649 |  |  | * |  |  | None | *
5 | 45-GALC-0250 | STEEL,GALV,G90,16 GA,48" COIL | 0 | Purchased Item | Active |  | 1 | 1 |  |  |  | Item | 5 | SFT | 100 | 1 | 10 | Date |  |  | 2024-09-30 15:41 |  | * |  |  | WIP_APU-1 |  |  |  | 10 |  | 1 | 15 |  | 0 | 16 |  |  | * |  |  | None | *
4 | 75-SCWH-14-34 | 1/4-14x3/4" SELF DRILL HEX S.H.W PL | 0 | Purchased Item | Active |  | 11 | 1 |  |  |  | Item | 16 | EA | 100 | 1 | 16 | Date |  |  | 2024-09-30 15:41 |  | * | [6 empty] | 16 |  | 1 | 20 |  | 0 | 21 |  |  | * |  |  | None | *
4 | 75-SWHS-14-34 | #14 X 3/4 S-HWH SMS HRD STL ZN | 0 | Purchased Item | Active |  | 12 | 1 |  |  |  | Item | 12 | EA | 100 | 1 | 12 | Date |  |  | 2024-09-30 15:41 |  | * | [6 empty] | 12 |  | 1 | 20 |  | 0 | 21 |  |  | * |  |  | None | *
4 | - IP-54577 | STEEL,GALV,G90,16 GA,48" COIL | A | Sub-assembly | Active |  | 13 | 1 |  |  |  | Item | 1 | EA | 100 | 1 | 1 | Date |  |  | 2024-09-30 15:41 |  | * | [6 empty] | 1 |  | 1 | 0.064923 |  | 0.064923 | 17.0649 |  |  | * |  |  | None | *
5 | 45-GALC-0250 | STEEL,GALV,G90,16 GA,48" COIL | 0 | Purchased Item | Active |  | 1 | 1 |  |  |  | Item | 3 | SFT | 100 | 1 | 3 | Date |  |  | 2024-09-30 15:41 |  | * |  |  | WIP_APU-1 |  |  |  | 3 |  | 1 | 15 |  | 0 | 16 |  |  | * |  |  | None | *
4 | 75-FAST-0242 | 304 STAINLESS STEEL - COTTER PIN - 1/16" X 1/2" | 0 | Purchased Item | Active |  | 14 | 1 |  |  |  | Item | 24 | EA | 100 | 1 | 24 | Date |  |  | 2024-09-30 15:41 |  | * | [6 empty] | 24 |  | 1 | 5 |  | 0 | 6 |  |  | * |  |  | None | *
4 | - IP-54582 | S/S ARC END SEAL #5/8 HOLE 5-3/4 12' | 0 | Sub-assembly | Active |  | 15 | 1 |  |  |  | Item | 2 | EA | 100 | 1 | 2 | Date |  |  | 2024-09-30 15:41 |  | * | [6 empty] | 2 |  | 1 | 0 |  | 0 | 52 |  |  | * |  |  | None | *
5 | 80-DAMP-0188 | ARC END SEAL - 30 GA. STAINLESS STEEL | 0 | Purchased Item | Active |  | 1 | 1 |  |  |  | Item | 4.896 | FT | 100 | 1 | 9.792 | Date |  |  | 2024-09-30 15:41 |  | * | [6 empty] | 9.792 |  | 1 | 50 |  | 0 | 51 |  |  | * |  |  | None | *
5 | IP-54582_DOC | S/S ARC END SEAL #5/8 HOLE 5-3/4 12' | 0 | Reference Item - Document Management | Active |  | 99999 | 1 |  |  |  | Item | 1 | EA | 100 | 1 | 2 | Date |  |  | 2024-09-30 15:41 |  | * | [6 empty] | 2 |  | 1 | 5 |  | 0 | 5 | [5 empty] | None
4 | - IP-54574 | STEEL,GALV,G90,14 GA,48" COIL | 0 | Sub-assembly | Active |  | 16 | 1 |  |  |  | Item | 4 | EA | 100 | 1 | 4 | Date |  |  | 2024-09-30 15:41 |  | * | [6 empty] | 4 |  | 1 | 0.064923 |  | 0.064923 | 17.0649 |  |  | * |  |  | None | *
5 | 45-GALC-0510 | STEEL,GALV,G90,14 GA,48" COIL | 0 | Purchased Item | Active |  | 1 | 1 |  |  |  | Item | 0.25 | SFT | 100 | 1 | 1 | Date |  |  | 2024-09-30 15:41 |  | * |  |  | WIP_APU-1 |  |  |  | 1 |  | 1 | 15 |  | 0 | 16 |  |  | * |  |  | None | *
5 | IP-54574_DOC | STEEL,GALV,G90,14 GA,48" COIL | 0 | Reference Item - Document Management | Active |  | 99999 | 1 |  |  |  | Item | 1 | EA | 100 | 1 | 4 | Date |  |  | 2024-09-30 15:41 |  | * | [6 empty] | 4 |  | 1 |  |  | 0 | 0 | [5 empty] | None
4 | - MCYS06-SVA-66268 | SUB ASSY VIRTUAL PARTS DAMPERS | 0 | Phantom item | Active |  | 17 | 1 |  |  |  | Item | 1 | EA | 100 | 1 | 1 | Date |  |  | 2024-09-30 15:41 |  | * | [6 empty] | 1 |  | 1 | 0 |  | 0 | 52 |  |  | * |  |  | None
5 | 85-ADH-3M-740G2 | 3M HYBRID SEALANT 740 (GRAY), 290ML. CASTRIDGE | 0 | Purchased Item | Active |  | 1 | 1 |  |  |  | Item | 0.12 | EA | 100 | 1 | 0.12 | Date |  |  | 2024-09-30 15:41 |  | * | [6 empty] | 0.12 |  | 1 | 30 |  | 0 | 31 |  |  | * |  |  | None | *
5 | 85-ADH-LOC-0638 | ADHESIVE LOCTITE 638 | 0 | Purchased Item | Active |  | 2 | 1 |  |  |  | Item | 8.45 | OZ | 100 | 1 | 8.45 | Date |  |  | 2024-09-30 15:41 |  | * | [6 empty] | 8.45 |  | 1 | 50 |  | 0 | 51 |  |  | * |  |  | None | *
5 | 85-ADH-LOC-7649 | PRIMER LOCTITE 7649 #19269 | 0 | Purchased Item | Active |  | 3 | 1 |  |  |  | Item | 0.665 | OZ | 100 | 1 | 0.665 | Date |  |  | 2024-09-30 15:41 |  | * | [6 empty] | 0.665 |  | 1 | 50 |  | 0 | 51 |  |  | * |  |  | None | *
4 | 75-RIVET-0050 | 304 STAINLESS STEEL - POP RIVET - 1/8" X .188-250" LONG | 0 | Purchased Item | Active |  | 18 | 1 |  |  |  | Item | 10 | EA | 100 | 1 | 10 | Date |  |  | 2024-09-30 15:41 |  | * | [6 empty] | 10 |  | 1 | 20 |  | 0 | 21 |  |  | * |  |  | None | *
3 | 80-ACT-GBB1611U | ACTUATOR DAMPER | 0 | Purchased Item | Active |  | 6 | 1 |  |  |  | Item | 1 | EA | 100 | 1 | 1 | Date |  |  | 2024-09-30 15:41 |  | * | [6 empty] | 1 |  | 1 | 40 |  | 0 | 41 |  |  | * |  |  | None | *
3 | 75-RIVET-0050 | 304 STAINLESS STEEL - POP RIVET - 1/8" X .188-250" LONG | 0 | Purchased Item | Active |  | 7 | 1 |  |  |  | Item | 2 | EA | 100 | 1 | 2 | Date |  |  | 2024-09-30 15:41 |  | * | [6 empty] | 2 |  | 1 | 20 |  | 0 | 21 |  |  | * |  |  | None | *
2 | - MCYS06-SMA-66196 | ELI DAMPER WALL 6 | D | Sub-assembly | Active |  | 31 | 1 |  |  |  | Item | 1 | EA | 100 | 1 | 1 | Date |  |  | 2024-09-30 15:41 |  | * | [6 empty] | 1 |  | 1 | 1.0821 |  | 1.147 | 56.0821 |  |  | * |  |  | None | *
3 | - MCYS06-SMA-66197 | ELI DAMPER WALL 6 - SUB ASSY | 0 | Sub-assembly | Active |  | 1 | 1 |  |  |  | Item | 1 | EA | 100 | 1 | 1 | Date |  |  | 2024-09-30 15:41 |  | * | [6 empty] | 1 |  | 1 | 0 |  | 0.064923 | 54 |  |  | * |  |  | None | *
4 | - SHAFT | ZINC PLATED SQUARE BAR 3/8""x72"" | 0 | Sub-assembly | Active |  | 1 | 1 |  |  |  | Item | 1 | EA | 100 | 1 | 1 | Date |  |  | 2024-09-30 15:41 |  | * | [6 empty] | 1 |  | 1 | 0 |  | 0 | 17 |  |  | * |  |  | None | *
5 | 40-SB-3872-ZP | SQUARE BAR - C1018 - ZINC PLATED - 3/8" DIA X 72" | 0 | Purchased Item | Active |  | 1 | 1 |  |  |  | Item | 0.448 | FT | 100 | 1 | 0.448 | Date |  |  | 2024-09-30 15:41 |  | * | [6 empty] | 0.448 |  | 1 | 15 |  | 0 | 16 |  |  | * |  |  | None | *
4 | 75-W-14-FLAT-P | Zinc Plated-Flat Washer-1/4" | 0 | Purchased Item | Active |  | 2 | 1 |  |  |  | Item | 24 | EA | 100 | 1 | 24 | Date |  |  | 2024-09-30 15:41 |  | * | [6 empty] | 24 |  | 1 | 25 |  | 0 | 26 |  |  | * |  |  | None | *
4 | - MCYSC4-SMA-54580 | DAMPER BLADE SUB ASSY 32.6875" | 0 | Sub-assembly | Active |  | 3 | 1 |  |  |  | Item | 5 | EA | 100 | 1 | 5 | Date |  |  | 2024-09-30 15:41 |  | * | [6 empty] | 5 |  | 1 | 0 |  | 0 | 53 |  |  | * |  |  | None | *
5 | - IP-69818 | STEEL,GALV,G90,10GA,48x120 | 0 | Sub-assembly | Active |  | 2 | 1 |  |  |  | Item | 2 | EA | 100 | 1 | 10 | Date |  |  | 2024-09-30 15:41 |  | * | [6 empty] | 10 |  | 1 | 0 |  | 0 | 12 |  |  | * |  |  | None | *
6 | 45-GALV-0305 | STEEL,GALV,G90,10GA,48X120 | 0 | Purchased Item | Active |  | 1 | 1 |  |  |  | Item | 0.012 | SFT | 100 | 1 | 0.12 | Date |  |  | 2024-09-30 15:41 |  | * | [6 empty] | 0.12 |  | 1 | 10 |  | 0 | 11 |  |  | * |  |  | None | *
5 | - IP-54578 | Extruded Aluminum, AF Damper blade, clear anodized, 20' | 0 | Sub-assembly | Active |  | 3 | 1 |  |  |  | Item | 1 | EA | 100 | 1 | 5 | Date |  |  | 2024-09-30 15:41 |  | * | [6 empty] | 5 |  | 1 | 0 |  | 0 | 52 |  |  | * |  |  | None | *
6 | 80-DAMP-0270 | EXTRUDED ALUM. AF DAMPER BLADE. CLEAR ANODIZED. | 0 | Purchased Item | Active |  | 1 | 1 |  |  |  | Item | 2.724 | FT | 100 | 1 | 13.62 | Date |  |  | 2024-09-30 15:41 |  | * | [6 empty] | 13.62 |  | 1 | 50 |  | 0 | 51 |  |  | * |  |  | None | *
5 | - IP-54579 | SINGLE/DOUBLE DAMPER GASKET BULB DAMPER BLADE SEAL #092010A | 0 | Sub-assembly | Active |  | 4 | 1 |  |  |  | Item | 1 | EA | 100 | 1 | 5 | Date |  |  | 2024-09-30 15:41 |  | * | [6 empty] | 5 |  | 1 | 0 |  | 0 | 52 |  |  | * |  |  | None | *
6 | 80-DAMP-092010A | SINGLE/DOUBLE DAMPER GASKET BULB DAMPER BLADE SEAL #092010A | 0 | Purchased Item | Active |  | 1 | 1 |  |  |  | Item | 2.724 | FT | 100 | 1 | 13.62 | Date |  |  | 2024-09-30 15:41 |  | * | [6 empty] | 13.62 |  | 1 | 50 |  | 0 | 51 |  |  | * |  |  | None | *
5 | 75-FAST-0251 | ZINC PLATED - CLEVIS PIN - 1/4" X 1/2" | 0 | Purchased Item | Active |  | 5 | 1 |  |  |  | Item | 2 | EA | 100 | 1 | 10 | Date |  |  | 2024-09-30 15:41 |  | * | [6 empty] | 10 |  | 1 | 15 |  | 0 | 16 |  |  | * |  |  | None | *
5 | - ENDSHAFT | ZINC PLATED SQUARE BAR 3/8""x72"" | 0 | Sub-assembly | Active |  | 6 | 1 |  |  |  | Item | 2 | EA | 100 | 1 | 10 | Date |  |  | 2024-09-30 15:41 |  | * | [6 empty] | 10 |  | 1 | 0 |  | 0 | 17 |  |  | * |  |  | None | *
6 | 40-SB-3872-ZP | SQUARE BAR - C1018 - ZINC PLATED - 3/8" DIA X 72" | 0 | Purchased Item | Active |  | 1 | 1 |  |  |  | Item | 0.25 | FT | 100 | 1 | 2.5 | Date |  |  | 2024-09-30 15:41 |  | * | [6 empty] | 2.5 |  | 1 | 15 |  | 0 | 16 |  |  | * |  |  | None | *
5 | 80-BUSHING-3/8 | BUSHING - NYLON - GALVANIZED G90 - 0.38 DIAMETER - XX.X LENGTH | 0 | Purchased Item | Active |  | 7 | 1 |  |  |  | Item | 2 | EA | 100 | 1 | 10 | Date |  |  | 2024-09-30 15:41 |  | * | [6 empty] | 10 |  | 1 | 40 |  | 0 | 41 |  |  | * |  |  | None | *
4 | - IP-54581 | STEEL,GALV,G90,16 GA,48" COIL | A | Sub-assembly | Active |  | 4 | 1 |  |  |  | Item | 2 | EA | 100 | 1 | 2 | Date |  |  | 2024-09-30 15:41 |  | * | [6 empty] | 2 |  | 1 | 0.064923 |  | 0.064923 | 17.0649 |  |  | * |  |  | None | *
5 | 45-GALC-0250 | STEEL,GALV,G90,16 GA,48" COIL | 0 | Purchased Item | Active |  | 1 | 1 |  |  |  | Item | 1.5 | SFT | 100 | 1 | 3 | Date |  |  | 2024-09-30 15:41 |  | * |  |  | WIP_APU-1 |  |  |  | 3 |  | 1 | 15 |  | 0 | 16 |  |  | * |  |  | None | *
4 | - IP-60414 | STEEL,GALV,G90,16 GA,48" COIL | A | Sub-assembly | Active |  | 5 | 1 |  |  |  | Item | 1 | EA | 100 | 1 | 1 | Date |  |  | 2024-09-30 15:41 |  | * | [6 empty] | 1 |  | 1 | 0.064923 |  | 0.064923 | 17.0649 |  |  | * |  |  | None | *
5 | 45-GALC-0250 | STEEL,GALV,G90,16 GA,48" COIL | 0 | Purchased Item | Active |  | 1 | 1 |  |  |  | Item | 3 | SFT | 100 | 1 | 3 | Date |  |  | 2024-09-30 15:41 |  | * |  |  | WIP_APU-1 |  |  |  | 3 |  | 1 | 15 |  | 0 | 16 |  |  | * |  |  | None | *
4 | - IP-69817 | STEEL,GALV,G90,12GA,48x96 | 0 | Sub-assembly | Active |  | 6 | 1 |  |  |  | Item | 10 | EA | 100 | 1 | 10 | Date |  |  | 2024-09-30 15:41 |  | * | [6 empty] | 10 |  | 1 | 0 |  | 0 | 22 |  |  | * |  |  | None | *
5 | 45-GALV-0310 | STEEL,GALV,G90,12GA,48X96 | 0 | Purchased Item | Active |  | 1 | 1 |  |  |  | Item | 0.025 | SFT | 100 | 1 | 0.25 | Date |  |  | 2024-09-30 15:41 |  | * | [6 empty] | 0.25 |  | 1 | 20 |  | 0 | 21 |  |  | * |  |  | None | *
4 | - MCYSC4-SMA-54583 | DAMPER BLADE SUB ASSY 32.6875" OP2 | 0 | Sub-assembly | Active |  | 8 | 1 |  |  |  | Item | 5 | EA | 100 | 1 | 5 | Date |  |  | 2024-09-30 15:41 |  | * | [6 empty] | 5 |  | 1 | 0 |  | 0 | 53 |  |  | * |  |  | None | *
5 | - IP-69818 | STEEL,GALV,G90,10GA,48x120 | 0 | Sub-assembly | Active |  | 2 | 1 |  |  |  | Item | 2 | EA | 100 | 1 | 10 | Date |  |  | 2024-09-30 15:41 |  | * | [6 empty] | 10 |  | 1 | 0 |  | 0 | 12 |  |  | * |  |  | None | *
6 | 45-GALV-0305 | STEEL,GALV,G90,10GA,48X120 | 0 | Purchased Item | Active |  | 1 | 1 |  |  |  | Item | 0.012 | SFT | 100 | 1 | 0.12 | Date |  |  | 2024-09-30 15:41 |  | * | [6 empty] | 0.12 |  | 1 | 10 |  | 0 | 11 |  |  | * |  |  | None | *
5 | - IP-54578 | Extruded Aluminum, AF Damper blade, clear anodized, 20' | 0 | Sub-assembly | Active |  | 3 | 1 |  |  |  | Item | 1 | EA | 100 | 1 | 5 | Date |  |  | 2024-09-30 15:41 |  | * | [6 empty] | 5 |  | 1 | 0 |  | 0 | 52 |  |  | * |  |  | None | *
6 | 80-DAMP-0270 | EXTRUDED ALUM. AF DAMPER BLADE. CLEAR ANODIZED. | 0 | Purchased Item | Active |  | 1 | 1 |  |  |  | Item | 2.724 | FT | 100 | 1 | 13.62 | Date |  |  | 2024-09-30 15:41 |  | * | [6 empty] | 13.62 |  | 1 | 50 |  | 0 | 51 |  |  | * |  |  | None | *
5 | - IP-54579 | SINGLE/DOUBLE DAMPER GASKET BULB DAMPER BLADE SEAL #092010A | 0 | Sub-assembly | Active |  | 4 | 1 |  |  |  | Item | 1 | EA | 100 | 1 | 5 | Date |  |  | 2024-09-30 15:41 |  | * | [6 empty] | 5 |  | 1 | 0 |  | 0 | 52 |  |  | * |  |  | None | *
6 | 80-DAMP-092010A | SINGLE/DOUBLE DAMPER GASKET BULB DAMPER BLADE SEAL #092010A | 0 | Purchased Item | Active |  | 1 | 1 |  |  |  | Item | 2.724 | FT | 100 | 1 | 13.62 | Date |  |  | 2024-09-30 15:41 |  | * | [6 empty] | 13.62 |  | 1 | 50 |  | 0 | 51 |  |  | * |  |  | None | *
5 | 75-FAST-0251 | ZINC PLATED - CLEVIS PIN - 1/4" X 1/2" | 0 | Purchased Item | Active |  | 5 | 1 |  |  |  | Item | 2 | EA | 100 | 1 | 10 | Date |  |  | 2024-09-30 15:41 |  | * | [6 empty] | 10 |  | 1 | 15 |  | 0 | 16 |  |  | * |  |  | None | *
5 | - ENDSHAFT | ZINC PLATED SQUARE BAR 3/8""x72"" | 0 | Sub-assembly | Active |  | 6 | 1 |  |  |  | Item | 2 | EA | 100 | 1 | 10 | Date |  |  | 2024-09-30 15:41 |  | * | [6 empty] | 10 |  | 1 | 0 |  | 0 | 17 |  |  | * |  |  | None | *
6 | 40-SB-3872-ZP | SQUARE BAR - C1018 - ZINC PLATED - 3/8" DIA X 72" | 0 | Purchased Item | Active |  | 1 | 1 |  |  |  | Item | 0.25 | FT | 100 | 1 | 2.5 | Date |  |  | 2024-09-30 15:41 |  | * | [6 empty] | 2.5 |  | 1 | 15 |  | 0 | 16 |  |  | * |  |  | None | *
5 | 80-BUSHING-3/8 | BUSHING - NYLON - GALVANIZED G90 - 0.38 DIAMETER - XX.X LENGTH | 0 | Purchased Item | Active |  | 7 | 1 |  |  |  | Item | 2 | EA | 100 | 1 | 10 | Date |  |  | 2024-09-30 15:41 |  | * | [6 empty] | 10 |  | 1 | 40 |  | 0 | 41 |  |  | * |  |  | None | *
4 | - IP-69816 | STEEL,GALV,G90,16 GA,48" COIL | 0 | Sub-assembly | Active |  | 9 | 1 |  |  |  | Item | 4 | EA | 100 | 1 | 4 | Date |  |  | 2024-09-30 15:41 |  | * | [6 empty] | 4 |  | 1 | 0 |  | 0 | 17 |  |  | * |  |  | None | *
5 | 45-GALC-0250 | STEEL,GALV,G90,16 GA,48" COIL | 0 | Purchased Item | Active |  | 1 | 1 |  |  |  | Item | 0.04 | SFT | 100 | 1 | 0.16 | Date |  |  | 2024-09-30 15:41 |  | * | [6 empty] | 0.16 |  | 1 | 15 |  | 0 | 16 |  |  | * |  |  | None | *
4 | - IP-54576 | STEEL,GALV,G90,16 GA,48" COIL | A | Sub-assembly | Active |  | 10 | 1 |  |  |  | Item | 2 | EA | 100 | 1 | 2 | Date |  |  | 2024-09-30 15:41 |  | * | [6 empty] | 2 |  | 1 | 0.064923 |  | 0.064923 | 17.0649 |  |  | * |  |  | None | *
5 | 45-GALC-0250 | STEEL,GALV,G90,16 GA,48" COIL | 0 | Purchased Item | Active |  | 1 | 1 |  |  |  | Item | 5 | SFT | 100 | 1 | 10 | Date |  |  | 2024-09-30 15:41 |  | * |  |  | WIP_APU-1 |  |  |  | 10 |  | 1 | 15 |  | 0 | 16 |  |  | * |  |  | None | *
4 | 75-SCWH-14-34 | 1/4-14x3/4" SELF DRILL HEX S.H.W PL | 0 | Purchased Item | Active |  | 11 | 1 |  |  |  | Item | 16 | EA | 100 | 1 | 16 | Date |  |  | 2024-09-30 15:41 |  | * | [6 empty] | 16 |  | 1 | 20 |  | 0 | 21 |  |  | * |  |  | None | *
4 | 75-SWHS-14-34 | #14 X 3/4 S-HWH SMS HRD STL ZN | 0 | Purchased Item | Active |  | 12 | 1 |  |  |  | Item | 12 | EA | 100 | 1 | 12 | Date |  |  | 2024-09-30 15:41 |  | * | [6 empty] | 12 |  | 1 | 20 |  | 0 | 21 |  |  | * |  |  | None | *
4 | - IP-54577 | STEEL,GALV,G90,16 GA,48" COIL | A | Sub-assembly | Active |  | 13 | 1 |  |  |  | Item | 1 | EA | 100 | 1 | 1 | Date |  |  | 2024-09-30 15:41 |  | * | [6 empty] | 1 |  | 1 | 0.064923 |  | 0.064923 | 17.0649 |  |  | * |  |  | None | *
5 | 45-GALC-0250 | STEEL,GALV,G90,16 GA,48" COIL | 0 | Purchased Item | Active |  | 1 | 1 |  |  |  | Item | 3 | SFT | 100 | 1 | 3 | Date |  |  | 2024-09-30 15:41 |  | * |  |  | WIP_APU-1 |  |  |  | 3 |  | 1 | 15 |  | 0 | 16 |  |  | * |  |  | None | *
4 | 75-FAST-0242 | 304 STAINLESS STEEL - COTTER PIN - 1/16" X 1/2" | 0 | Purchased Item | Active |  | 14 | 1 |  |  |  | Item | 24 | EA | 100 | 1 | 24 | Date |  |  | 2024-09-30 15:41 |  | * | [6 empty] | 24 |  | 1 | 5 |  | 0 | 6 |  |  | * |  |  | None | *
4 | - IP-54582 | S/S ARC END SEAL #5/8 HOLE 5-3/4 12' | 0 | Sub-assembly | Active |  | 15 | 1 |  |  |  | Item | 2 | EA | 100 | 1 | 2 | Date |  |  | 2024-09-30 15:41 |  | * | [6 empty] | 2 |  | 1 | 0 |  | 0 | 52 |  |  | * |  |  | None | *
5 | 80-DAMP-0188 | ARC END SEAL - 30 GA. STAINLESS STEEL | 0 | Purchased Item | Active |  | 1 | 1 |  |  |  | Item | 4.896 | FT | 100 | 1 | 9.792 | Date |  |  | 2024-09-30 15:41 |  | * | [6 empty] | 9.792 |  | 1 | 50 |  | 0 | 51 |  |  | * |  |  | None | *
5 | IP-54582_DOC | S/S ARC END SEAL #5/8 HOLE 5-3/4 12' | 0 | Reference Item - Document Management | Active |  | 99999 | 1 |  |  |  | Item | 1 | EA | 100 | 1 | 2 | Date |  |  | 2024-09-30 15:41 |  | * | [6 empty] | 2 |  | 1 | 5 |  | 0 | 5 | [5 empty] | None
4 | - IP-54574 | STEEL,GALV,G90,14 GA,48" COIL | 0 | Sub-assembly | Active |  | 16 | 1 |  |  |  | Item | 4 | EA | 100 | 1 | 4 | Date |  |  | 2024-09-30 15:41 |  | * | [6 empty] | 4 |  | 1 | 0.064923 |  | 0.064923 | 17.0649 |  |  | * |  |  | None | *
5 | 45-GALC-0510 | STEEL,GALV,G90,14 GA,48" COIL | 0 | Purchased Item | Active |  | 1 | 1 |  |  |  | Item | 0.25 | SFT | 100 | 1 | 1 | Date |  |  | 2024-09-30 15:41 |  | * |  |  | WIP_APU-1 |  |  |  | 1 |  | 1 | 15 |  | 0 | 16 |  |  | * |  |  | None | *
5 | IP-54574_DOC | STEEL,GALV,G90,14 GA,48" COIL | 0 | Reference Item - Document Management | Active |  | 99999 | 1 |  |  |  | Item | 1 | EA | 100 | 1 | 4 | Date |  |  | 2024-09-30 15:41 |  | * | [6 empty] | 4 |  | 1 |  |  | 0 | 0 | [5 empty] | None
4 | - MCYS06-SVA-66268 | SUB ASSY VIRTUAL PARTS DAMPERS | 0 | Phantom item | Active |  | 17 | 1 |  |  |  | Item | 1 | EA | 100 | 1 | 1 | Date |  |  | 2024-09-30 15:41 |  | * | [6 empty] | 1 |  | 1 | 0 |  | 0 | 52 |  |  | * |  |  | None
5 | 85-ADH-3M-740G2 | 3M HYBRID SEALANT 740 (GRAY), 290ML. CASTRIDGE | 0 | Purchased Item | Active |  | 1 | 1 |  |  |  | Item | 0.12 | EA | 100 | 1 | 0.12 | Date |  |  | 2024-09-30 15:41 |  | * | [6 empty] | 0.12 |  | 1 | 30 |  | 0 | 31 |  |  | * |  |  | None | *
5 | 85-ADH-LOC-0638 | ADHESIVE LOCTITE 638 | 0 | Purchased Item | Active |  | 2 | 1 |  |  |  | Item | 8.45 | OZ | 100 | 1 | 8.45 | Date |  |  | 2024-09-30 15:41 |  | * | [6 empty] | 8.45 |  | 1 | 50 |  | 0 | 51 |  |  | * |  |  | None | *
5 | 85-ADH-LOC-7649 | PRIMER LOCTITE 7649 #19269 | 0 | Purchased Item | Active |  | 3 | 1 |  |  |  | Item | 0.665 | OZ | 100 | 1 | 0.665 | Date |  |  | 2024-09-30 15:41 |  | * | [6 empty] | 0.665 |  | 1 | 50 |  | 0 | 51 |  |  | * |  |  | None | *
4 | 75-RIVET-0050 | 304 STAINLESS STEEL - POP RIVET - 1/8" X .188-250" LONG | 0 | Purchased Item | Active |  | 18 | 1 |  |  |  | Item | 10 | EA | 100 | 1 | 10 | Date |  |  | 2024-09-30 15:41 |  | * | [6 empty] | 10 |  | 1 | 20 |  | 0 | 21 |  |  | * |  |  | None | *
3 | 75-SCWH-14-114 | 1/4-14x1 1/4" SELF DRILL S.H.W PL | 0 | Purchased Item | Active |  | 3 | 1 |  |  |  | Item | 19 | EA | 100 | 1 | 19 | Date |  |  | 2024-09-30 15:41 |  | * | [6 empty] | 19 |  | 1 | 20 |  | 0 | 21 |  |  | * |  |  | None | *
3 | - IP-68006 | BRACKET FOR ACTUATOR - MSF CYS06 | H | Sub-assembly | Active |  | 4 | 1 |  |  |  | Item | 1 | EA | 100 | 1 | 1 | Date |  |  | 2024-09-30 15:41 |  | * | [6 empty] | 1 |  | 1 | 0.064923 |  | 0.064923 | 17.0649 |  |  | * |  |  | None | *
4 | 45-GALC-0250 | STEEL,GALV,G90,16 GA,48" COIL | 0 | Purchased Item | Active |  | 100009 | 1 |  |  |  | Item | 0.25 | SFT | 100 | 1 | 0.25 | Date |  |  | 2024-10-15 10:23 |  | * |  |  | WIP_APU-1 |  |  |  | 0.25 |  | 1 | 15 |  | 0 | 16 |  |  | * |  |  | None | *
3 | 80-ACT-GBB1611U | ACTUATOR DAMPER | 0 | Purchased Item | Active |  | 5 | 1 |  |  |  | Item | 1 | EA | 100 | 1 | 1 | Date |  |  | 2024-09-30 15:41 |  | * | [6 empty] | 1 |  | 1 | 40 |  | 0 | 41 |  |  | * |  |  | None | *
3 | - IP-57860 | Actuator Label | 0 | Sub-assembly | Active |  | 6 | 1 |  |  |  | Item | 1 | EA | 100 | 1 | 1 | Date |  |  | 2024-09-30 15:41 |  | * | [6 empty] | 1 |  | 1 | 0 |  | 0 | 32 |  |  | * |  |  | None | *
4 | 75-TAGS-23210 | BLANK TAGS, BRASS, ROUND, 1-1/2" X 1-1/2", (25 PK) PN 15Y745 | 0 | Purchased Item | Active |  | 1 | 1 |  |  |  | Item | 1 | EA | 100 | 1 | 1 | Date |  |  | 2024-09-30 15:41 |  | * | [6 empty] | 1 |  | 1 | 30 |  | 0 | 31 |  |  | * |  |  | None | *
3 | 75-RIVET-0050 | 304 STAINLESS STEEL - POP RIVET - 1/8" X .188-250" LONG | 0 | Purchased Item | Active |  | 7 | 1 |  |  |  | Item | 2 | EA | 100 | 1 | 2 | Date |  |  | 2024-09-30 15:41 |  | * | [6 empty] | 2 |  | 1 | 20 |  | 0 | 21 |  |  | * |  |  | None | *
2 | - MCYS06-SMA-66190 | ELI DAMPER WALL 3 | D | Sub-assembly | Active |  | 32 | 1 |  |  |  | Item | 1 | EA | 100 | 1 | 1 | Date |  |  | 2024-09-30 15:41 |  | * | [6 empty] | 1 |  | 1 | 1.0821 |  | 1.147 | 56.0821 |  |  | * |  |  | None | *
3 | - IP-57859 | Actuator Label | 0 | Sub-assembly | Active |  | 1 | 1 |  |  |  | Item | 1 | EA | 100 | 1 | 1 | Date |  |  | 2024-09-30 15:41 |  | * | [6 empty] | 1 |  | 1 | 0 |  | 0 | 32 |  |  | * |  |  | None | *
4 | 75-TAGS-23210 | BLANK TAGS, BRASS, ROUND, 1-1/2" X 1-1/2", (25 PK) PN 15Y745 | 0 | Purchased Item | Active |  | 1 | 1 |  |  |  | Item | 1 | EA | 100 | 1 | 1 | Date |  |  | 2024-09-30 15:41 |  | * | [6 empty] | 1 |  | 1 | 30 |  | 0 | 31 |  |  | * |  |  | None | *
3 | 75-SCWH-14-114 | 1/4-14x1 1/4" SELF DRILL S.H.W PL | 0 | Purchased Item | Active |  | 3 | 1 |  |  |  | Item | 19 | EA | 100 | 1 | 19 | Date |  |  | 2024-09-30 15:41 |  | * | [6 empty] | 19 |  | 1 | 20 |  | 0 | 21 |  |  | * |  |  | None | *
3 | - IP-68006 | BRACKET FOR ACTUATOR - MSF CYS06 | H | Sub-assembly | Active |  | 4 | 1 |  |  |  | Item | 1 | EA | 100 | 1 | 1 | Date |  |  | 2024-09-30 15:41 |  | * | [6 empty] | 1 |  | 1 | 0.064923 |  | 0.064923 | 17.0649 |  |  | * |  |  | None | *
4 | 45-GALC-0250 | STEEL,GALV,G90,16 GA,48" COIL | 0 | Purchased Item | Active |  | 100009 | 1 |  |  |  | Item | 0.25 | SFT | 100 | 1 | 0.25 | Date |  |  | 2024-10-15 10:23 |  | * |  |  | WIP_APU-1 |  |  |  | 0.25 |  | 1 | 15 |  | 0 | 16 |  |  | * |  |  | None | *
3 | 80-ACT-GBB1611U | ACTUATOR DAMPER | 0 | Purchased Item | Active |  | 5 | 1 |  |  |  | Item | 1 | EA | 100 | 1 | 1 | Date |  |  | 2024-09-30 15:41 |  | * | [6 empty] | 1 |  | 1 | 40 |  | 0 | 41 |  |  | * |  |  | None | *
3 | - MCYS06-SMA-66191 | ELI DAMPER WALL 3 - SUB ASSY | 0 | Sub-assembly | Active |  | 6 | 1 |  |  |  | Item | 1 | EA | 100 | 1 | 1 | Date |  |  | 2024-09-30 15:41 |  | * | [6 empty] | 1 |  | 1 | 0 |  | 0.064923 | 54 |  |  | * |  |  | None | *
4 | - SHAFT | ZINC PLATED SQUARE BAR 3/8""x72"" | 0 | Sub-assembly | Active |  | 1 | 1 |  |  |  | Item | 1 | EA | 100 | 1 | 1 | Date |  |  | 2024-09-30 15:41 |  | * | [6 empty] | 1 |  | 1 | 0 |  | 0 | 17 |  |  | * |  |  | None | *
5 | 40-SB-3872-ZP | SQUARE BAR - C1018 - ZINC PLATED - 3/8" DIA X 72" | 0 | Purchased Item | Active |  | 1 | 1 |  |  |  | Item | 0.448 | FT | 100 | 1 | 0.448 | Date |  |  | 2024-09-30 15:41 |  | * | [6 empty] | 0.448 |  | 1 | 15 |  | 0 | 16 |  |  | * |  |  | None | *
4 | 75-W-14-FLAT-P | Zinc Plated-Flat Washer-1/4" | 0 | Purchased Item | Active |  | 2 | 1 |  |  |  | Item | 24 | EA | 100 | 1 | 24 | Date |  |  | 2024-09-30 15:41 |  | * | [6 empty] | 24 |  | 1 | 25 |  | 0 | 26 |  |  | * |  |  | None | *
4 | - MCYSC4-SMA-54580 | DAMPER BLADE SUB ASSY 32.6875" | 0 | Sub-assembly | Active |  | 3 | 1 |  |  |  | Item | 5 | EA | 100 | 1 | 5 | Date |  |  | 2024-09-30 15:41 |  | * | [6 empty] | 5 |  | 1 | 0 |  | 0 | 53 |  |  | * |  |  | None | *
5 | - IP-69818 | STEEL,GALV,G90,10GA,48x120 | 0 | Sub-assembly | Active |  | 2 | 1 |  |  |  | Item | 2 | EA | 100 | 1 | 10 | Date |  |  | 2024-09-30 15:41 |  | * | [6 empty] | 10 |  | 1 | 0 |  | 0 | 12 |  |  | * |  |  | None | *
6 | 45-GALV-0305 | STEEL,GALV,G90,10GA,48X120 | 0 | Purchased Item | Active |  | 1 | 1 |  |  |  | Item | 0.012 | SFT | 100 | 1 | 0.12 | Date |  |  | 2024-09-30 15:41 |  | * | [6 empty] | 0.12 |  | 1 | 10 |  | 0 | 11 |  |  | * |  |  | None | *
5 | - IP-54578 | Extruded Aluminum, AF Damper blade, clear anodized, 20' | 0 | Sub-assembly | Active |  | 3 | 1 |  |  |  | Item | 1 | EA | 100 | 1 | 5 | Date |  |  | 2024-09-30 15:41 |  | * | [6 empty] | 5 |  | 1 | 0 |  | 0 | 52 |  |  | * |  |  | None | *
6 | 80-DAMP-0270 | EXTRUDED ALUM. AF DAMPER BLADE. CLEAR ANODIZED. | 0 | Purchased Item | Active |  | 1 | 1 |  |  |  | Item | 2.724 | FT | 100 | 1 | 13.62 | Date |  |  | 2024-09-30 15:41 |  | * | [6 empty] | 13.62 |  | 1 | 50 |  | 0 | 51 |  |  | * |  |  | None | *
5 | - IP-54579 | SINGLE/DOUBLE DAMPER GASKET BULB DAMPER BLADE SEAL #092010A | 0 | Sub-assembly | Active |  | 4 | 1 |  |  |  | Item | 1 | EA | 100 | 1 | 5 | Date |  |  | 2024-09-30 15:41 |  | * | [6 empty] | 5 |  | 1 | 0 |  | 0 | 52 |  |  | * |  |  | None | *
6 | 80-DAMP-092010A | SINGLE/DOUBLE DAMPER GASKET BULB DAMPER BLADE SEAL #092010A | 0 | Purchased Item | Active |  | 1 | 1 |  |  |  | Item | 2.724 | FT | 100 | 1 | 13.62 | Date |  |  | 2024-09-30 15:41 |  | * | [6 empty] | 13.62 |  | 1 | 50 |  | 0 | 51 |  |  | * |  |  | None | *
5 | 75-FAST-0251 | ZINC PLATED - CLEVIS PIN - 1/4" X 1/2" | 0 | Purchased Item | Active |  | 5 | 1 |  |  |  | Item | 2 | EA | 100 | 1 | 10 | Date |  |  | 2024-09-30 15:41 |  | * | [6 empty] | 10 |  | 1 | 15 |  | 0 | 16 |  |  | * |  |  | None | *
5 | - ENDSHAFT | ZINC PLATED SQUARE BAR 3/8""x72"" | 0 | Sub-assembly | Active |  | 6 | 1 |  |  |  | Item | 2 | EA | 100 | 1 | 10 | Date |  |  | 2024-09-30 15:41 |  | * | [6 empty] | 10 |  | 1 | 0 |  | 0 | 17 |  |  | * |  |  | None | *
6 | 40-SB-3872-ZP | SQUARE BAR - C1018 - ZINC PLATED - 3/8" DIA X 72" | 0 | Purchased Item | Active |  | 1 | 1 |  |  |  | Item | 0.25 | FT | 100 | 1 | 2.5 | Date |  |  | 2024-09-30 15:41 |  | * | [6 empty] | 2.5 |  | 1 | 15 |  | 0 | 16 |  |  | * |  |  | None | *
5 | 80-BUSHING-3/8 | BUSHING - NYLON - GALVANIZED G90 - 0.38 DIAMETER - XX.X LENGTH | 0 | Purchased Item | Active |  | 7 | 1 |  |  |  | Item | 2 | EA | 100 | 1 | 10 | Date |  |  | 2024-09-30 15:41 |  | * | [6 empty] | 10 |  | 1 | 40 |  | 0 | 41 |  |  | * |  |  | None | *
4 | - IP-54581 | STEEL,GALV,G90,16 GA,48" COIL | A | Sub-assembly | Active |  | 4 | 1 |  |  |  | Item | 2 | EA | 100 | 1 | 2 | Date |  |  | 2024-09-30 15:41 |  | * | [6 empty] | 2 |  | 1 | 0.064923 |  | 0.064923 | 17.0649 |  |  | * |  |  | None | *
5 | 45-GALC-0250 | STEEL,GALV,G90,16 GA,48" COIL | 0 | Purchased Item | Active |  | 1 | 1 |  |  |  | Item | 1.5 | SFT | 100 | 1 | 3 | Date |  |  | 2024-09-30 15:41 |  | * |  |  | WIP_APU-1 |  |  |  | 3 |  | 1 | 15 |  | 0 | 16 |  |  | * |  |  | None | *
4 | - IP-60414 | STEEL,GALV,G90,16 GA,48" COIL | A | Sub-assembly | Active |  | 5 | 1 |  |  |  | Item | 1 | EA | 100 | 1 | 1 | Date |  |  | 2024-09-30 15:41 |  | * | [6 empty] | 1 |  | 1 | 0.064923 |  | 0.064923 | 17.0649 |  |  | * |  |  | None | *
5 | 45-GALC-0250 | STEEL,GALV,G90,16 GA,48" COIL | 0 | Purchased Item | Active |  | 1 | 1 |  |  |  | Item | 3 | SFT | 100 | 1 | 3 | Date |  |  | 2024-09-30 15:41 |  | * |  |  | WIP_APU-1 |  |  |  | 3 |  | 1 | 15 |  | 0 | 16 |  |  | * |  |  | None | *
4 | - IP-69817 | STEEL,GALV,G90,12GA,48x96 | 0 | Sub-assembly | Active |  | 6 | 1 |  |  |  | Item | 10 | EA | 100 | 1 | 10 | Date |  |  | 2024-09-30 15:41 |  | * | [6 empty] | 10 |  | 1 | 0 |  | 0 | 22 |  |  | * |  |  | None | *
5 | 45-GALV-0310 | STEEL,GALV,G90,12GA,48X96 | 0 | Purchased Item | Active |  | 1 | 1 |  |  |  | Item | 0.025 | SFT | 100 | 1 | 0.25 | Date |  |  | 2024-09-30 15:41 |  | * | [6 empty] | 0.25 |  | 1 | 20 |  | 0 | 21 |  |  | * |  |  | None | *
4 | - MCYSC4-SMA-54583 | DAMPER BLADE SUB ASSY 32.6875" OP2 | 0 | Sub-assembly | Active |  | 8 | 1 |  |  |  | Item | 5 | EA | 100 | 1 | 5 | Date |  |  | 2024-09-30 15:41 |  | * | [6 empty] | 5 |  | 1 | 0 |  | 0 | 53 |  |  | * |  |  | None | *
5 | - IP-69818 | STEEL,GALV,G90,10GA,48x120 | 0 | Sub-assembly | Active |  | 2 | 1 |  |  |  | Item | 2 | EA | 100 | 1 | 10 | Date |  |  | 2024-09-30 15:41 |  | * | [6 empty] | 10 |  | 1 | 0 |  | 0 | 12 |  |  | * |  |  | None | *
6 | 45-GALV-0305 | STEEL,GALV,G90,10GA,48X120 | 0 | Purchased Item | Active |  | 1 | 1 |  |  |  | Item | 0.012 | SFT | 100 | 1 | 0.12 | Date |  |  | 2024-09-30 15:41 |  | * | [6 empty] | 0.12 |  | 1 | 10 |  | 0 | 11 |  |  | * |  |  | None | *
5 | - IP-54578 | Extruded Aluminum, AF Damper blade, clear anodized, 20' | 0 | Sub-assembly | Active |  | 3 | 1 |  |  |  | Item | 1 | EA | 100 | 1 | 5 | Date |  |  | 2024-09-30 15:41 |  | * | [6 empty] | 5 |  | 1 | 0 |  | 0 | 52 |  |  | * |  |  | None | *
6 | 80-DAMP-0270 | EXTRUDED ALUM. AF DAMPER BLADE. CLEAR ANODIZED. | 0 | Purchased Item | Active |  | 1 | 1 |  |  |  | Item | 2.724 | FT | 100 | 1 | 13.62 | Date |  |  | 2024-09-30 15:41 |  | * | [6 empty] | 13.62 |  | 1 | 50 |  | 0 | 51 |  |  | * |  |  | None | *
5 | - IP-54579 | SINGLE/DOUBLE DAMPER GASKET BULB DAMPER BLADE SEAL #092010A | 0 | Sub-assembly | Active |  | 4 | 1 |  |  |  | Item | 1 | EA | 100 | 1 | 5 | Date |  |  | 2024-09-30 15:41 |  | * | [6 empty] | 5 |  | 1 | 0 |  | 0 | 52 |  |  | * |  |  | None | *
6 | 80-DAMP-092010A | SINGLE/DOUBLE DAMPER GASKET BULB DAMPER BLADE SEAL #092010A | 0 | Purchased Item | Active |  | 1 | 1 |  |  |  | Item | 2.724 | FT | 100 | 1 | 13.62 | Date |  |  | 2024-09-30 15:41 |  | * | [6 empty] | 13.62 |  | 1 | 50 |  | 0 | 51 |  |  | * |  |  | None | *
5 | 75-FAST-0251 | ZINC PLATED - CLEVIS PIN - 1/4" X 1/2" | 0 | Purchased Item | Active |  | 5 | 1 |  |  |  | Item | 2 | EA | 100 | 1 | 10 | Date |  |  | 2024-09-30 15:41 |  | * | [6 empty] | 10 |  | 1 | 15 |  | 0 | 16 |  |  | * |  |  | None | *
5 | - ENDSHAFT | ZINC PLATED SQUARE BAR 3/8""x72"" | 0 | Sub-assembly | Active |  | 6 | 1 |  |  |  | Item | 2 | EA | 100 | 1 | 10 | Date |  |  | 2024-09-30 15:41 |  | * | [6 empty] | 10 |  | 1 | 0 |  | 0 | 17 |  |  | * |  |  | None | *
6 | 40-SB-3872-ZP | SQUARE BAR - C1018 - ZINC PLATED - 3/8" DIA X 72" | 0 | Purchased Item | Active |  | 1 | 1 |  |  |  | Item | 0.25 | FT | 100 | 1 | 2.5 | Date |  |  | 2024-09-30 15:41 |  | * | [6 empty] | 2.5 |  | 1 | 15 |  | 0 | 16 |  |  | * |  |  | None | *
5 | 80-BUSHING-3/8 | BUSHING - NYLON - GALVANIZED G90 - 0.38 DIAMETER - XX.X LENGTH | 0 | Purchased Item | Active |  | 7 | 1 |  |  |  | Item | 2 | EA | 100 | 1 | 10 | Date |  |  | 2024-09-30 15:41 |  | * | [6 empty] | 10 |  | 1 | 40 |  | 0 | 41 |  |  | * |  |  | None | *
4 | - IP-69816 | STEEL,GALV,G90,16 GA,48" COIL | 0 | Sub-assembly | Active |  | 9 | 1 |  |  |  | Item | 4 | EA | 100 | 1 | 4 | Date |  |  | 2024-09-30 15:41 |  | * | [6 empty] | 4 |  | 1 | 0 |  | 0 | 17 |  |  | * |  |  | None | *
5 | 45-GALC-0250 | STEEL,GALV,G90,16 GA,48" COIL | 0 | Purchased Item | Active |  | 1 | 1 |  |  |  | Item | 0.04 | SFT | 100 | 1 | 0.16 | Date |  |  | 2024-09-30 15:41 |  | * | [6 empty] | 0.16 |  | 1 | 15 |  | 0 | 16 |  |  | * |  |  | None | *
4 | - IP-54576 | STEEL,GALV,G90,16 GA,48" COIL | A | Sub-assembly | Active |  | 10 | 1 |  |  |  | Item | 2 | EA | 100 | 1 | 2 | Date |  |  | 2024-09-30 15:41 |  | * | [6 empty] | 2 |  | 1 | 0.064923 |  | 0.064923 | 17.0649 |  |  | * |  |  | None | *
5 | 45-GALC-0250 | STEEL,GALV,G90,16 GA,48" COIL | 0 | Purchased Item | Active |  | 1 | 1 |  |  |  | Item | 5 | SFT | 100 | 1 | 10 | Date |  |  | 2024-09-30 15:41 |  | * |  |  | WIP_APU-1 |  |  |  | 10 |  | 1 | 15 |  | 0 | 16 |  |  | * |  |  | None | *
4 | 75-SCWH-14-34 | 1/4-14x3/4" SELF DRILL HEX S.H.W PL | 0 | Purchased Item | Active |  | 11 | 1 |  |  |  | Item | 16 | EA | 100 | 1 | 16 | Date |  |  | 2024-09-30 15:41 |  | * | [6 empty] | 16 |  | 1 | 20 |  | 0 | 21 |  |  | * |  |  | None | *
4 | 75-SWHS-14-34 | #14 X 3/4 S-HWH SMS HRD STL ZN | 0 | Purchased Item | Active |  | 12 | 1 |  |  |  | Item | 12 | EA | 100 | 1 | 12 | Date |  |  | 2024-09-30 15:41 |  | * | [6 empty] | 12 |  | 1 | 20 |  | 0 | 21 |  |  | * |  |  | None | *
4 | - IP-54577 | STEEL,GALV,G90,16 GA,48" COIL | A | Sub-assembly | Active |  | 13 | 1 |  |  |  | Item | 1 | EA | 100 | 1 | 1 | Date |  |  | 2024-09-30 15:41 |  | * | [6 empty] | 1 |  | 1 | 0.064923 |  | 0.064923 | 17.0649 |  |  | * |  |  | None | *
5 | 45-GALC-0250 | STEEL,GALV,G90,16 GA,48" COIL | 0 | Purchased Item | Active |  | 1 | 1 |  |  |  | Item | 3 | SFT | 100 | 1 | 3 | Date |  |  | 2024-09-30 15:41 |  | * |  |  | WIP_APU-1 |  |  |  | 3 |  | 1 | 15 |  | 0 | 16 |  |  | * |  |  | None | *
4 | 75-FAST-0242 | 304 STAINLESS STEEL - COTTER PIN - 1/16" X 1/2" | 0 | Purchased Item | Active |  | 14 | 1 |  |  |  | Item | 24 | EA | 100 | 1 | 24 | Date |  |  | 2024-09-30 15:41 |  | * | [6 empty] | 24 |  | 1 | 5 |  | 0 | 6 |  |  | * |  |  | None | *
4 | - IP-54582 | S/S ARC END SEAL #5/8 HOLE 5-3/4 12' | 0 | Sub-assembly | Active |  | 15 | 1 |  |  |  | Item | 2 | EA | 100 | 1 | 2 | Date |  |  | 2024-09-30 15:41 |  | * | [6 empty] | 2 |  | 1 | 0 |  | 0 | 52 |  |  | * |  |  | None | *
5 | 80-DAMP-0188 | ARC END SEAL - 30 GA. STAINLESS STEEL | 0 | Purchased Item | Active |  | 1 | 1 |  |  |  | Item | 4.896 | FT | 100 | 1 | 9.792 | Date |  |  | 2024-09-30 15:41 |  | * | [6 empty] | 9.792 |  | 1 | 50 |  | 0 | 51 |  |  | * |  |  | None | *
5 | IP-54582_DOC | S/S ARC END SEAL #5/8 HOLE 5-3/4 12' | 0 | Reference Item - Document Management | Active |  | 99999 | 1 |  |  |  | Item | 1 | EA | 100 | 1 | 2 | Date |  |  | 2024-09-30 15:41 |  | * | [6 empty] | 2 |  | 1 | 5 |  | 0 | 5 | [5 empty] | None
4 | - IP-54574 | STEEL,GALV,G90,14 GA,48" COIL | 0 | Sub-assembly | Active |  | 16 | 1 |  |  |  | Item | 4 | EA | 100 | 1 | 4 | Date |  |  | 2024-09-30 15:41 |  | * | [6 empty] | 4 |  | 1 | 0.064923 |  | 0.064923 | 17.0649 |  |  | * |  |  | None | *
5 | 45-GALC-0510 | STEEL,GALV,G90,14 GA,48" COIL | 0 | Purchased Item | Active |  | 1 | 1 |  |  |  | Item | 0.25 | SFT | 100 | 1 | 1 | Date |  |  | 2024-09-30 15:41 |  | * |  |  | WIP_APU-1 |  |  |  | 1 |  | 1 | 15 |  | 0 | 16 |  |  | * |  |  | None | *
5 | IP-54574_DOC | STEEL,GALV,G90,14 GA,48" COIL | 0 | Reference Item - Document Management | Active |  | 99999 | 1 |  |  |  | Item | 1 | EA | 100 | 1 | 4 | Date |  |  | 2024-09-30 15:41 |  | * | [6 empty] | 4 |  | 1 |  |  | 0 | 0 | [5 empty] | None
4 | - MCYS06-SVA-66268 | SUB ASSY VIRTUAL PARTS DAMPERS | 0 | Phantom item | Active |  | 17 | 1 |  |  |  | Item | 1 | EA | 100 | 1 | 1 | Date |  |  | 2024-09-30 15:41 |  | * | [6 empty] | 1 |  | 1 | 0 |  | 0 | 52 |  |  | * |  |  | None
5 | 85-ADH-3M-740G2 | 3M HYBRID SEALANT 740 (GRAY), 290ML. CASTRIDGE | 0 | Purchased Item | Active |  | 1 | 1 |  |  |  | Item | 0.12 | EA | 100 | 1 | 0.12 | Date |  |  | 2024-09-30 15:41 |  | * | [6 empty] | 0.12 |  | 1 | 30 |  | 0 | 31 |  |  | * |  |  | None | *
5 | 85-ADH-LOC-0638 | ADHESIVE LOCTITE 638 | 0 | Purchased Item | Active |  | 2 | 1 |  |  |  | Item | 8.45 | OZ | 100 | 1 | 8.45 | Date |  |  | 2024-09-30 15:41 |  | * | [6 empty] | 8.45 |  | 1 | 50 |  | 0 | 51 |  |  | * |  |  | None | *
5 | 85-ADH-LOC-7649 | PRIMER LOCTITE 7649 #19269 | 0 | Purchased Item | Active |  | 3 | 1 |  |  |  | Item | 0.665 | OZ | 100 | 1 | 0.665 | Date |  |  | 2024-09-30 15:41 |  | * | [6 empty] | 0.665 |  | 1 | 50 |  | 0 | 51 |  |  | * |  |  | None | *
4 | 75-RIVET-0050 | 304 STAINLESS STEEL - POP RIVET - 1/8" X .188-250" LONG | 0 | Purchased Item | Active |  | 18 | 1 |  |  |  | Item | 10 | EA | 100 | 1 | 10 | Date |  |  | 2024-09-30 15:41 |  | * | [6 empty] | 10 |  | 1 | 20 |  | 0 | 21 |  |  | * |  |  | None | *
3 | 75-RIVET-0050 | 304 STAINLESS STEEL - POP RIVET - 1/8" X .188-250" LONG | 0 | Purchased Item | Active |  | 7 | 1 |  |  |  | Item | 2 | EA | 100 | 1 | 2 | Date |  |  | 2024-09-30 15:41 |  | * | [6 empty] | 2 |  | 1 | 20 |  | 0 | 21 |  |  | * |  |  | None | *
2 | - MCYS06-SMA-66192 | ELI DAMPER WALL 4 | D | Sub-assembly | Active |  | 33 | 1 |  |  |  | Item | 1 | EA | 100 | 1 | 1 | Date |  |  | 2024-09-30 15:41 |  | * | [6 empty] | 1 |  | 1 | 1.0821 |  | 1.147 | 56.0821 |  |  | * |  |  | None | *
3 | - MCYS06-SMA-66193 | ELI DAMPER WALL 4 - SUB ASSY | 0 | Sub-assembly | Active |  | 2 | 1 |  |  |  | Item | 1 | EA | 100 | 1 | 1 | Date |  |  | 2024-09-30 15:41 |  | * | [6 empty] | 1 |  | 1 | 0 |  | 0.064923 | 54 |  |  | * |  |  | None | *
4 | - SHAFT | ZINC PLATED SQUARE BAR 3/8""x72"" | 0 | Sub-assembly | Active |  | 1 | 1 |  |  |  | Item | 1 | EA | 100 | 1 | 1 | Date |  |  | 2024-09-30 15:41 |  | * | [6 empty] | 1 |  | 1 | 0 |  | 0 | 17 |  |  | * |  |  | None | *
5 | 40-SB-3872-ZP | SQUARE BAR - C1018 - ZINC PLATED - 3/8" DIA X 72" | 0 | Purchased Item | Active |  | 1 | 1 |  |  |  | Item | 0.448 | FT | 100 | 1 | 0.448 | Date |  |  | 2024-09-30 15:41 |  | * | [6 empty] | 0.448 |  | 1 | 15 |  | 0 | 16 |  |  | * |  |  | None | *
4 | 75-W-14-FLAT-P | Zinc Plated-Flat Washer-1/4" | 0 | Purchased Item | Active |  | 2 | 1 |  |  |  | Item | 24 | EA | 100 | 1 | 24 | Date |  |  | 2024-09-30 15:41 |  | * | [6 empty] | 24 |  | 1 | 25 |  | 0 | 26 |  |  | * |  |  | None | *
4 | - MCYSC4-SMA-54580 | DAMPER BLADE SUB ASSY 32.6875" | 0 | Sub-assembly | Active |  | 3 | 1 |  |  |  | Item | 5 | EA | 100 | 1 | 5 | Date |  |  | 2024-09-30 15:41 |  | * | [6 empty] | 5 |  | 1 | 0 |  | 0 | 53 |  |  | * |  |  | None | *
5 | - IP-69818 | STEEL,GALV,G90,10GA,48x120 | 0 | Sub-assembly | Active |  | 2 | 1 |  |  |  | Item | 2 | EA | 100 | 1 | 10 | Date |  |  | 2024-09-30 15:41 |  | * | [6 empty] | 10 |  | 1 | 0 |  | 0 | 12 |  |  | * |  |  | None | *
6 | 45-GALV-0305 | STEEL,GALV,G90,10GA,48X120 | 0 | Purchased Item | Active |  | 1 | 1 |  |  |  | Item | 0.012 | SFT | 100 | 1 | 0.12 | Date |  |  | 2024-09-30 15:41 |  | * | [6 empty] | 0.12 |  | 1 | 10 |  | 0 | 11 |  |  | * |  |  | None | *
5 | - IP-54578 | Extruded Aluminum, AF Damper blade, clear anodized, 20' | 0 | Sub-assembly | Active |  | 3 | 1 |  |  |  | Item | 1 | EA | 100 | 1 | 5 | Date |  |  | 2024-09-30 15:41 |  | * | [6 empty] | 5 |  | 1 | 0 |  | 0 | 52 |  |  | * |  |  | None | *
6 | 80-DAMP-0270 | EXTRUDED ALUM. AF DAMPER BLADE. CLEAR ANODIZED. | 0 | Purchased Item | Active |  | 1 | 1 |  |  |  | Item | 2.724 | FT | 100 | 1 | 13.62 | Date |  |  | 2024-09-30 15:41 |  | * | [6 empty] | 13.62 |  | 1 | 50 |  | 0 | 51 |  |  | * |  |  | None | *
5 | - IP-54579 | SINGLE/DOUBLE DAMPER GASKET BULB DAMPER BLADE SEAL #092010A | 0 | Sub-assembly | Active |  | 4 | 1 |  |  |  | Item | 1 | EA | 100 | 1 | 5 | Date |  |  | 2024-09-30 15:41 |  | * | [6 empty] | 5 |  | 1 | 0 |  | 0 | 52 |  |  | * |  |  | None | *
6 | 80-DAMP-092010A | SINGLE/DOUBLE DAMPER GASKET BULB DAMPER BLADE SEAL #092010A | 0 | Purchased Item | Active |  | 1 | 1 |  |  |  | Item | 2.724 | FT | 100 | 1 | 13.62 | Date |  |  | 2024-09-30 15:41 |  | * | [6 empty] | 13.62 |  | 1 | 50 |  | 0 | 51 |  |  | * |  |  | None | *
5 | 75-FAST-0251 | ZINC PLATED - CLEVIS PIN - 1/4" X 1/2" | 0 | Purchased Item | Active |  | 5 | 1 |  |  |  | Item | 2 | EA | 100 | 1 | 10 | Date |  |  | 2024-09-30 15:41 |  | * | [6 empty] | 10 |  | 1 | 15 |  | 0 | 16 |  |  | * |  |  | None | *
5 | - ENDSHAFT | ZINC PLATED SQUARE BAR 3/8""x72"" | 0 | Sub-assembly | Active |  | 6 | 1 |  |  |  | Item | 2 | EA | 100 | 1 | 10 | Date |  |  | 2024-09-30 15:41 |  | * | [6 empty] | 10 |  | 1 | 0 |  | 0 | 17 |  |  | * |  |  | None | *
6 | 40-SB-3872-ZP | SQUARE BAR - C1018 - ZINC PLATED - 3/8" DIA X 72" | 0 | Purchased Item | Active |  | 1 | 1 |  |  |  | Item | 0.25 | FT | 100 | 1 | 2.5 | Date |  |  | 2024-09-30 15:41 |  | * | [6 empty] | 2.5 |  | 1 | 15 |  | 0 | 16 |  |  | * |  |  | None | *
5 | 80-BUSHING-3/8 | BUSHING - NYLON - GALVANIZED G90 - 0.38 DIAMETER - XX.X LENGTH | 0 | Purchased Item | Active |  | 7 | 1 |  |  |  | Item | 2 | EA | 100 | 1 | 10 | Date |  |  | 2024-09-30 15:41 |  | * | [6 empty] | 10 |  | 1 | 40 |  | 0 | 41 |  |  | * |  |  | None | *
4 | - IP-54581 | STEEL,GALV,G90,16 GA,48" COIL | A | Sub-assembly | Active |  | 4 | 1 |  |  |  | Item | 2 | EA | 100 | 1 | 2 | Date |  |  | 2024-09-30 15:41 |  | * | [6 empty] | 2 |  | 1 | 0.064923 |  | 0.064923 | 17.0649 |  |  | * |  |  | None | *
5 | 45-GALC-0250 | STEEL,GALV,G90,16 GA,48" COIL | 0 | Purchased Item | Active |  | 1 | 1 |  |  |  | Item | 1.5 | SFT | 100 | 1 | 3 | Date |  |  | 2024-09-30 15:41 |  | * |  |  | WIP_APU-1 |  |  |  | 3 |  | 1 | 15 |  | 0 | 16 |  |  | * |  |  | None | *
4 | - IP-60414 | STEEL,GALV,G90,16 GA,48" COIL | A | Sub-assembly | Active |  | 5 | 1 |  |  |  | Item | 1 | EA | 100 | 1 | 1 | Date |  |  | 2024-09-30 15:41 |  | * | [6 empty] | 1 |  | 1 | 0.064923 |  | 0.064923 | 17.0649 |  |  | * |  |  | None | *
5 | 45-GALC-0250 | STEEL,GALV,G90,16 GA,48" COIL | 0 | Purchased Item | Active |  | 1 | 1 |  |  |  | Item | 3 | SFT | 100 | 1 | 3 | Date |  |  | 2024-09-30 15:41 |  | * |  |  | WIP_APU-1 |  |  |  | 3 |  | 1 | 15 |  | 0 | 16 |  |  | * |  |  | None | *
4 | - IP-69817 | STEEL,GALV,G90,12GA,48x96 | 0 | Sub-assembly | Active |  | 6 | 1 |  |  |  | Item | 10 | EA | 100 | 1 | 10 | Date |  |  | 2024-09-30 15:41 |  | * | [6 empty] | 10 |  | 1 | 0 |  | 0 | 22 |  |  | * |  |  | None | *
5 | 45-GALV-0310 | STEEL,GALV,G90,12GA,48X96 | 0 | Purchased Item | Active |  | 1 | 1 |  |  |  | Item | 0.025 | SFT | 100 | 1 | 0.25 | Date |  |  | 2024-09-30 15:41 |  | * | [6 empty] | 0.25 |  | 1 | 20 |  | 0 | 21 |  |  | * |  |  | None | *
4 | - MCYSC4-SMA-54583 | DAMPER BLADE SUB ASSY 32.6875" OP2 | 0 | Sub-assembly | Active |  | 8 | 1 |  |  |  | Item | 5 | EA | 100 | 1 | 5 | Date |  |  | 2024-09-30 15:41 |  | * | [6 empty] | 5 |  | 1 | 0 |  | 0 | 53 |  |  | * |  |  | None | *
5 | - IP-69818 | STEEL,GALV,G90,10GA,48x120 | 0 | Sub-assembly | Active |  | 2 | 1 |  |  |  | Item | 2 | EA | 100 | 1 | 10 | Date |  |  | 2024-09-30 15:41 |  | * | [6 empty] | 10 |  | 1 | 0 |  | 0 | 12 |  |  | * |  |  | None | *
6 | 45-GALV-0305 | STEEL,GALV,G90,10GA,48X120 | 0 | Purchased Item | Active |  | 1 | 1 |  |  |  | Item | 0.012 | SFT | 100 | 1 | 0.12 | Date |  |  | 2024-09-30 15:41 |  | * | [6 empty] | 0.12 |  | 1 | 10 |  | 0 | 11 |  |  | * |  |  | None | *
5 | - IP-54578 | Extruded Aluminum, AF Damper blade, clear anodized, 20' | 0 | Sub-assembly | Active |  | 3 | 1 |  |  |  | Item | 1 | EA | 100 | 1 | 5 | Date |  |  | 2024-09-30 15:41 |  | * | [6 empty] | 5 |  | 1 | 0 |  | 0 | 52 |  |  | * |  |  | None | *
6 | 80-DAMP-0270 | EXTRUDED ALUM. AF DAMPER BLADE. CLEAR ANODIZED. | 0 | Purchased Item | Active |  | 1 | 1 |  |  |  | Item | 2.724 | FT | 100 | 1 | 13.62 | Date |  |  | 2024-09-30 15:41 |  | * | [6 empty] | 13.62 |  | 1 | 50 |  | 0 | 51 |  |  | * |  |  | None | *
5 | - IP-54579 | SINGLE/DOUBLE DAMPER GASKET BULB DAMPER BLADE SEAL #092010A | 0 | Sub-assembly | Active |  | 4 | 1 |  |  |  | Item | 1 | EA | 100 | 1 | 5 | Date |  |  | 2024-09-30 15:41 |  | * | [6 empty] | 5 |  | 1 | 0 |  | 0 | 52 |  |  | * |  |  | None | *
6 | 80-DAMP-092010A | SINGLE/DOUBLE DAMPER GASKET BULB DAMPER BLADE SEAL #092010A | 0 | Purchased Item | Active |  | 1 | 1 |  |  |  | Item | 2.724 | FT | 100 | 1 | 13.62 | Date |  |  | 2024-09-30 15:41 |  | * | [6 empty] | 13.62 |  | 1 | 50 |  | 0 | 51 |  |  | * |  |  | None | *
5 | 75-FAST-0251 | ZINC PLATED - CLEVIS PIN - 1/4" X 1/2" | 0 | Purchased Item | Active |  | 5 | 1 |  |  |  | Item | 2 | EA | 100 | 1 | 10 | Date |  |  | 2024-09-30 15:41 |  | * | [6 empty] | 10 |  | 1 | 15 |  | 0 | 16 |  |  | * |  |  | None | *
5 | - ENDSHAFT | ZINC PLATED SQUARE BAR 3/8""x72"" | 0 | Sub-assembly | Active |  | 6 | 1 |  |  |  | Item | 2 | EA | 100 | 1 | 10 | Date |  |  | 2024-09-30 15:41 |  | * | [6 empty] | 10 |  | 1 | 0 |  | 0 | 17 |  |  | * |  |  | None | *
6 | 40-SB-3872-ZP | SQUARE BAR - C1018 - ZINC PLATED - 3/8" DIA X 72" | 0 | Purchased Item | Active |  | 1 | 1 |  |  |  | Item | 0.25 | FT | 100 | 1 | 2.5 | Date |  |  | 2024-09-30 15:41 |  | * | [6 empty] | 2.5 |  | 1 | 15 |  | 0 | 16 |  |  | * |  |  | None | *
5 | 80-BUSHING-3/8 | BUSHING - NYLON - GALVANIZED G90 - 0.38 DIAMETER - XX.X LENGTH | 0 | Purchased Item | Active |  | 7 | 1 |  |  |  | Item | 2 | EA | 100 | 1 | 10 | Date |  |  | 2024-09-30 15:41 |  | * | [6 empty] | 10 |  | 1 | 40 |  | 0 | 41 |  |  | * |  |  | None | *
4 | - IP-69816 | STEEL,GALV,G90,16 GA,48" COIL | 0 | Sub-assembly | Active |  | 9 | 1 |  |  |  | Item | 4 | EA | 100 | 1 | 4 | Date |  |  | 2024-09-30 15:41 |  | * | [6 empty] | 4 |  | 1 | 0 |  | 0 | 17 |  |  | * |  |  | None | *
5 | 45-GALC-0250 | STEEL,GALV,G90,16 GA,48" COIL | 0 | Purchased Item | Active |  | 1 | 1 |  |  |  | Item | 0.04 | SFT | 100 | 1 | 0.16 | Date |  |  | 2024-09-30 15:41 |  | * | [6 empty] | 0.16 |  | 1 | 15 |  | 0 | 16 |  |  | * |  |  | None | *
4 | - IP-54576 | STEEL,GALV,G90,16 GA,48" COIL | A | Sub-assembly | Active |  | 10 | 1 |  |  |  | Item | 2 | EA | 100 | 1 | 2 | Date |  |  | 2024-09-30 15:41 |  | * | [6 empty] | 2 |  | 1 | 0.064923 |  | 0.064923 | 17.0649 |  |  | * |  |  | None | *
5 | 45-GALC-0250 | STEEL,GALV,G90,16 GA,48" COIL | 0 | Purchased Item | Active |  | 1 | 1 |  |  |  | Item | 5 | SFT | 100 | 1 | 10 | Date |  |  | 2024-09-30 15:41 |  | * |  |  | WIP_APU-1 |  |  |  | 10 |  | 1 | 15 |  | 0 | 16 |  |  | * |  |  | None | *
4 | 75-SCWH-14-34 | 1/4-14x3/4" SELF DRILL HEX S.H.W PL | 0 | Purchased Item | Active |  | 11 | 1 |  |  |  | Item | 16 | EA | 100 | 1 | 16 | Date |  |  | 2024-09-30 15:41 |  | * | [6 empty] | 16 |  | 1 | 20 |  | 0 | 21 |  |  | * |  |  | None | *
4 | 75-SWHS-14-34 | #14 X 3/4 S-HWH SMS HRD STL ZN | 0 | Purchased Item | Active |  | 12 | 1 |  |  |  | Item | 12 | EA | 100 | 1 | 12 | Date |  |  | 2024-09-30 15:41 |  | * | [6 empty] | 12 |  | 1 | 20 |  | 0 | 21 |  |  | * |  |  | None | *
4 | - IP-54577 | STEEL,GALV,G90,16 GA,48" COIL | A | Sub-assembly | Active |  | 13 | 1 |  |  |  | Item | 1 | EA | 100 | 1 | 1 | Date |  |  | 2024-09-30 15:41 |  | * | [6 empty] | 1 |  | 1 | 0.064923 |  | 0.064923 | 17.0649 |  |  | * |  |  | None | *
5 | 45-GALC-0250 | STEEL,GALV,G90,16 GA,48" COIL | 0 | Purchased Item | Active |  | 1 | 1 |  |  |  | Item | 3 | SFT | 100 | 1 | 3 | Date |  |  | 2024-09-30 15:41 |  | * |  |  | WIP_APU-1 |  |  |  | 3 |  | 1 | 15 |  | 0 | 16 |  |  | * |  |  | None | *
4 | 75-FAST-0242 | 304 STAINLESS STEEL - COTTER PIN - 1/16" X 1/2" | 0 | Purchased Item | Active |  | 14 | 1 |  |  |  | Item | 24 | EA | 100 | 1 | 24 | Date |  |  | 2024-09-30 15:41 |  | * | [6 empty] | 24 |  | 1 | 5 |  | 0 | 6 |  |  | * |  |  | None | *
4 | - IP-54582 | S/S ARC END SEAL #5/8 HOLE 5-3/4 12' | 0 | Sub-assembly | Active |  | 15 | 1 |  |  |  | Item | 2 | EA | 100 | 1 | 2 | Date |  |  | 2024-09-30 15:41 |  | * | [6 empty] | 2 |  | 1 | 0 |  | 0 | 52 |  |  | * |  |  | None | *
5 | 80-DAMP-0188 | ARC END SEAL - 30 GA. STAINLESS STEEL | 0 | Purchased Item | Active |  | 1 | 1 |  |  |  | Item | 4.896 | FT | 100 | 1 | 9.792 | Date |  |  | 2024-09-30 15:41 |  | * | [6 empty] | 9.792 |  | 1 | 50 |  | 0 | 51 |  |  | * |  |  | None | *
5 | IP-54582_DOC | S/S ARC END SEAL #5/8 HOLE 5-3/4 12' | 0 | Reference Item - Document Management | Active |  | 99999 | 1 |  |  |  | Item | 1 | EA | 100 | 1 | 2 | Date |  |  | 2024-09-30 15:41 |  | * | [6 empty] | 2 |  | 1 | 5 |  | 0 | 5 | [5 empty] | None
4 | - IP-54574 | STEEL,GALV,G90,14 GA,48" COIL | 0 | Sub-assembly | Active |  | 16 | 1 |  |  |  | Item | 4 | EA | 100 | 1 | 4 | Date |  |  | 2024-09-30 15:41 |  | * | [6 empty] | 4 |  | 1 | 0.064923 |  | 0.064923 | 17.0649 |  |  | * |  |  | None | *
5 | 45-GALC-0510 | STEEL,GALV,G90,14 GA,48" COIL | 0 | Purchased Item | Active |  | 1 | 1 |  |  |  | Item | 0.25 | SFT | 100 | 1 | 1 | Date |  |  | 2024-09-30 15:41 |  | * |  |  | WIP_APU-1 |  |  |  | 1 |  | 1 | 15 |  | 0 | 16 |  |  | * |  |  | None | *
5 | IP-54574_DOC | STEEL,GALV,G90,14 GA,48" COIL | 0 | Reference Item - Document Management | Active |  | 99999 | 1 |  |  |  | Item | 1 | EA | 100 | 1 | 4 | Date |  |  | 2024-09-30 15:41 |  | * | [6 empty] | 4 |  | 1 |  |  | 0 | 0 | [5 empty] | None
4 | - MCYS06-SVA-66268 | SUB ASSY VIRTUAL PARTS DAMPERS | 0 | Phantom item | Active |  | 17 | 1 |  |  |  | Item | 1 | EA | 100 | 1 | 1 | Date |  |  | 2024-09-30 15:41 |  | * | [6 empty] | 1 |  | 1 | 0 |  | 0 | 52 |  |  | * |  |  | None
5 | 85-ADH-3M-740G2 | 3M HYBRID SEALANT 740 (GRAY), 290ML. CASTRIDGE | 0 | Purchased Item | Active |  | 1 | 1 |  |  |  | Item | 0.12 | EA | 100 | 1 | 0.12 | Date |  |  | 2024-09-30 15:41 |  | * | [6 empty] | 0.12 |  | 1 | 30 |  | 0 | 31 |  |  | * |  |  | None | *
5 | 85-ADH-LOC-0638 | ADHESIVE LOCTITE 638 | 0 | Purchased Item | Active |  | 2 | 1 |  |  |  | Item | 8.45 | OZ | 100 | 1 | 8.45 | Date |  |  | 2024-09-30 15:41 |  | * | [6 empty] | 8.45 |  | 1 | 50 |  | 0 | 51 |  |  | * |  |  | None | *
5 | 85-ADH-LOC-7649 | PRIMER LOCTITE 7649 #19269 | 0 | Purchased Item | Active |  | 3 | 1 |  |  |  | Item | 0.665 | OZ | 100 | 1 | 0.665 | Date |  |  | 2024-09-30 15:41 |  | * | [6 empty] | 0.665 |  | 1 | 50 |  | 0 | 51 |  |  | * |  |  | None | *
4 | 75-RIVET-0050 | 304 STAINLESS STEEL - POP RIVET - 1/8" X .188-250" LONG | 0 | Purchased Item | Active |  | 18 | 1 |  |  |  | Item | 10 | EA | 100 | 1 | 10 | Date |  |  | 2024-09-30 15:41 |  | * | [6 empty] | 10 |  | 1 | 20 |  | 0 | 21 |  |  | * |  |  | None | *
3 | 75-SCWH-14-114 | 1/4-14x1 1/4" SELF DRILL S.H.W PL | 0 | Purchased Item | Active |  | 3 | 1 |  |  |  | Item | 19 | EA | 100 | 1 | 19 | Date |  |  | 2024-09-30 15:41 |  | * | [6 empty] | 19 |  | 1 | 20 |  | 0 | 21 |  |  | * |  |  | None | *
3 | - IP-68006 | BRACKET FOR ACTUATOR - MSF CYS06 | H | Sub-assembly | Active |  | 4 | 1 |  |  |  | Item | 1 | EA | 100 | 1 | 1 | Date |  |  | 2024-09-30 15:41 |  | * | [6 empty] | 1 |  | 1 | 0.064923 |  | 0.064923 | 17.0649 |  |  | * |  |  | None | *
4 | 45-GALC-0250 | STEEL,GALV,G90,16 GA,48" COIL | 0 | Purchased Item | Active |  | 100009 | 1 |  |  |  | Item | 0.25 | SFT | 100 | 1 | 0.25 | Date |  |  | 2024-10-15 10:23 |  | * |  |  | WIP_APU-1 |  |  |  | 0.25 |  | 1 | 15 |  | 0 | 16 |  |  | * |  |  | None | *
3 | 80-ACT-GBB1611U | ACTUATOR DAMPER | 0 | Purchased Item | Active |  | 5 | 1 |  |  |  | Item | 1 | EA | 100 | 1 | 1 | Date |  |  | 2024-09-30 15:41 |  | * | [6 empty] | 1 |  | 1 | 40 |  | 0 | 41 |  |  | * |  |  | None | *
3 | - IP-57860 | Actuator Label | 0 | Sub-assembly | Active |  | 6 | 1 |  |  |  | Item | 1 | EA | 100 | 1 | 1 | Date |  |  | 2024-09-30 15:41 |  | * | [6 empty] | 1 |  | 1 | 0 |  | 0 | 32 |  |  | * |  |  | None | *
4 | 75-TAGS-23210 | BLANK TAGS, BRASS, ROUND, 1-1/2" X 1-1/2", (25 PK) PN 15Y745 | 0 | Purchased Item | Active |  | 1 | 1 |  |  |  | Item | 1 | EA | 100 | 1 | 1 | Date |  |  | 2024-09-30 15:41 |  | * | [6 empty] | 1 |  | 1 | 30 |  | 0 | 31 |  |  | * |  |  | None | *
3 | 75-RIVET-0050 | 304 STAINLESS STEEL - POP RIVET - 1/8" X .188-250" LONG | 0 | Purchased Item | Active |  | 7 | 1 |  |  |  | Item | 2 | EA | 100 | 1 | 2 | Date |  |  | 2024-09-30 15:41 |  | * | [6 empty] | 2 |  | 1 | 20 |  | 0 | 21 |  |  | * |  |  | None | *
2 | - 05_MCYS06_ASSY_W_LOW_EBS | MSF CYS06 COLO4 - BASE LOWER - EBS | 0 | Sub-assembly | Active |  | 34 | 1 |  |  |  | Item | 1 | EA | 100 | 1 | 1 | Date |  |  | 2024-09-30 15:41 |  | * | [6 empty] | 1 |  | 1 | 0 |  | 108.7466 | 442.541 |  |  | * |  |  | None | *
3 | - MCYS06-SMA-66142 | STRUCTURE SUB ASSY BASE LOWER | B | Sub-assembly | Active |  | 1 | 1 |  |  |  | Item | 1 | EA | 100 | 1 | 1 | Date |  |  | 2024-09-30 15:41 |  | * | [6 empty] | 1 |  | 1 | 108.4761 |  | 108.7466 | 441.541 |  |  | * |  |  | None | *
4 | - MCYS06-SWA-66118 | LINERS SUB ASSY BASE LOWER | 0 | Sub-assembly | Active |  | 1 | 1 |  |  |  | Item | 1 | EA | 100 | 1 | 1 | Date |  |  | 2024-09-30 15:41 |  | * | [6 empty] | 1 |  | 1 | 0 |  | 0.064923 | 42.0649 |  |  | * |  |  | None | *
5 | - IP-59270 | 20ga GA Brt coil 60 | 0 | Sub-assembly | Active |  | 1 | 1 |  |  |  | Item | 1 | EA | 100 | 1 | 1 | Date |  |  | 2024-09-30 15:41 |  | * | [6 empty] | 1 |  | 1 | 0.024346 |  | 0.024346 | 17.0243 |  |  | * |  |  | None | *
6 | 45-GALC-0475 | STEEL,GALV,G90,20GA,60" COIL | 0 | Purchased Item | Active |  | 1 | 1 |  |  |  | Item | 27.3082 | SFT | 100 | 1 | 27.3082 | Date |  |  | 2024-09-30 15:41 |  | * | [6 empty] | 27.3082 |  | 1 | 15 |  | 0 | 16 |  |  | * |  |  | None | *
6 | IP-59270_DOC | 20ga GA Brt coil 60. | B | Reference Item - Document Management | Active |  | 99999 | 1 |  |  |  | Item | 1 | EA | 100 | 1 | 1 | Date |  |  | 2024-09-30 15:41 |  | * | [6 empty] | 1 |  | 1 |  |  | 0 | 0 | [5 empty] | None
5 | - IP-59192 | 20ga GA Brt coil 60 | 0 | Sub-assembly | Active |  | 2 | 1 |  |  |  | Item | 1 | EA | 100 | 1 | 1 | Date |  |  | 2024-09-30 15:41 |  | * | [6 empty] | 1 |  | 1 | 0.024346 |  | 0.024346 | 17.0243 |  |  | * |  |  | None | *
6 | IP-59192_DOC | 20ga GA Brt coil 60. | B | Reference Item - Document Management | Active |  | 99999 | 1 |  |  |  | Item | 1 | EA | 100 | 1 | 1 | Date |  |  | 2024-09-30 15:41 |  | * | [6 empty] | 1 |  | 1 |  |  | 0 | 0 | [5 empty] | None
6 | 45-GALC-0450 | STEEL,GALV,G90,20GA,48" COIL | 0 | Purchased Item | Active |  | 100009 | 1 |  |  |  | Item | 22.005 | SFT | 100 | 1 | 22.005 | Date |  |  | 2024-10-15 12:24 |  | * |  |  | WIP_APU-1 |  |  |  | 22.005 |  | 1 | 15 |  | 0 | 16 |  |  | * |  |  | None | *
5 | - IP-59191 | 20ga GA Brt coil 60 | 0 | Sub-assembly | Active |  | 3 | 1 |  |  |  | Item | 1 | EA | 100 | 1 | 1 | Date |  |  | 2024-09-30 15:41 |  | * | [6 empty] | 1 |  | 1 | 0.024346 |  | 0.024346 | 17.0243 |  |  | * |  |  | None | *
6 | 45-GALC-0475 | STEEL,GALV,G90,20GA,60" COIL | 0 | Purchased Item | Active |  | 1 | 1 |  |  |  | Item | 22.0022 | SFT | 100 | 1 | 22.0022 | Date |  |  | 2024-09-30 15:41 |  | * | [6 empty] | 22.0022 |  | 1 | 15 |  | 0 | 16 |  |  | * |  |  | None | *
6 | IP-59191_DOC | 20ga GA Brt coil 60. | B | Reference Item - Document Management | Active |  | 99999 | 1 |  |  |  | Item | 1 | EA | 100 | 1 | 1 | Date |  |  | 2024-09-30 15:41 |  | * | [6 empty] | 1 |  | 1 |  |  | 0 | 0 | [5 empty] | None
5 | - IP-59220 | 20ga GA Brt coil 60 | 0 | Sub-assembly | Active |  | 4 | 1 |  |  |  | Item | 1 | EA | 100 | 1 | 1 | Date |  |  | 2024-09-30 15:41 |  | * | [6 empty] | 1 |  | 1 | 0.024346 |  | 0.024346 | 41.0243 |  |  | * |  |  | None | *
6 | 45-GALC-0475 | STEEL,GALV,G90,20GA,60" COIL | 0 | Purchased Item | Active |  | 1 | 1 |  |  |  | Item | 26.3884 | SFT | 100 | 1 | 26.3884 | Date |  |  | 2024-09-30 15:41 |  | * | [6 empty] | 26.3884 |  | 1 | 15 |  | 0 | 16 |  |  | * |  |  | None | *
6 | IP-59220_DOC | 20ga GA Brt coil 60. | B | Reference Item - Document Management | Active |  | 99999 | 1 |  |  |  | Item | 1 | EA | 100 | 1 | 1 | Date |  |  | 2024-09-30 15:41 |  | * | [6 empty] | 1 |  | 1 | 40 |  | 0 | 40 | [5 empty] | None
5 | - IP-59242 | 20ga GA Brt coil 60 | 0 | Sub-assembly | Active |  | 5 | 1 |  |  |  | Item | 1 | EA | 100 | 1 | 1 | Date |  |  | 2024-09-30 15:41 |  | * | [6 empty] | 1 |  | 1 | 0.024346 |  | 0.024346 | 31.0243 |  |  | * |  |  | None | *
6 | 45-GALC-0475 | STEEL,GALV,G90,20GA,60" COIL | 0 | Purchased Item | Active |  | 1 | 1 |  |  |  | Item | 26.9544 | SFT | 100 | 1 | 26.9544 | Date |  |  | 2024-09-30 15:41 |  | * | [6 empty] | 26.9544 |  | 1 | 15 |  | 0 | 16 |  |  | * |  |  | None | *
6 | IP-59242_DOC | 20ga GA Brt coil 60. | B | Reference Item - Document Management | Active |  | 99999 | 1 |  |  |  | Item | 1 | EA | 100 | 1 | 1 | Date |  |  | 2024-09-30 15:41 |  | * | [6 empty] | 1 |  | 1 | 30 |  | 0 | 30 | [5 empty] | None
5 | - IP-59241 | 20ga GA Brt coil 60 | 0 | Sub-assembly | Active |  | 6 | 1 |  |  |  | Item | 1 | EA | 100 | 1 | 1 | Date |  |  | 2024-09-30 15:41 |  | * | [6 empty] | 1 |  | 1 | 0.024346 |  | 0.024346 | 17.0243 |  |  | * |  |  | None | *
6 | 45-GALC-0450 | STEEL,GALV,G90,20GA,48" COIL | 0 | Purchased Item | Active |  | 100009 | 1 |  |  |  | Item | 26.95 | SFT | 100 | 1 | 26.95 | Date |  |  | 2024-10-15 12:13 |  | * |  |  | WIP_APU-1 |  |  |  | 26.95 |  | 1 | 15 |  | 0 | 16 |  |  | * |  |  | None | *
6 | IP-59241_DOC | 20ga GA Brt coil 60. | B | Reference Item - Document Management | Active |  | 99999 | 10 |  |  |  | Item | 1 | EA | 100 | 1 | 1 | Date |  |  | 2024-09-30 15:41 |  | * |  | Operation Pull | WIP_APU-1 |  |  |  | 1 |  | 10 |  |  | 0 | 0 | [5 empty] | None
5 | - IP-59260 | 20ga GA Brt coil 60 | 0 | Sub-assembly | Active |  | 7 | 1 |  |  |  | Item | 2 | EA | 100 | 1 | 2 | Date |  |  | 2024-09-30 15:41 |  | * | [6 empty] | 2 |  | 1 | 0.064923 |  | 0.064923 | 17.0649 |  |  | * |  |  | None | *
6 | 45-GALC-0475 | STEEL,GALV,G90,20GA,60" COIL | 0 | Purchased Item | Active |  | 1 | 1 |  |  |  | Item | 26.9911 | SFT | 100 | 1 | 53.9823 | Date |  |  | 2024-09-30 15:41 |  | * | [6 empty] | 53.9823 |  | 1 | 15 |  | 0 | 16 |  |  | * |  |  | None | *
6 | IP-59260_DOC | 20ga GA Brt coil 60. | B | Reference Item - Document Management | Active |  | 99999 | 1 |  |  |  | Item | 1 | EA | 100 | 1 | 2 | Date |  |  | 2024-09-30 15:41 |  | * | [6 empty] | 2 |  | 1 |  |  | 0 | 0 | [5 empty] | None
5 | - IP-59207 | 20ga GA Brt coil 60 | 0 | Sub-assembly | Active |  | 8 | 1 |  |  |  | Item | 1 | EA | 100 | 1 | 1 | Date |  |  | 2024-09-30 15:41 |  | * | [6 empty] | 1 |  | 1 | 0.064923 |  | 0.064923 | 17.0649 |  |  | * |  |  | None | *
6 | 45-GALC-0475 | STEEL,GALV,G90,20GA,60" COIL | 0 | Purchased Item | Active |  | 1 | 1 |  |  |  | Item | 5.4842 | SFT | 100 | 1 | 5.4842 | Date |  |  | 2024-09-30 15:41 |  | * | [6 empty] | 5.4842 |  | 1 | 15 |  | 0 | 16 |  |  | * |  |  | None | *
6 | IP-59207_DOC | 20ga GA Brt coil 60. | B | Reference Item - Document Management | Active |  | 99999 | 1 |  |  |  | Item | 1 | EA | 100 | 1 | 1 | Date |  |  | 2024-09-30 15:41 |  | * | [6 empty] | 1 |  | 1 |  |  | 0 | 0 | [5 empty] | None
5 | - IP-59206 | 20ga GA Brt coil 60 | 0 | Sub-assembly | Active |  | 9 | 1 |  |  |  | Item | 1 | EA | 100 | 1 | 1 | Date |  |  | 2024-09-30 15:41 |  | * | [6 empty] | 1 |  | 1 | 0.064923 |  | 0.064923 | 17.0649 |  |  | * |  |  | None | *
6 | 45-GALC-0475 | STEEL,GALV,G90,20GA,60" COIL | 0 | Purchased Item | Active |  | 1 | 1 |  |  |  | Item | 5.4842 | SFT | 100 | 1 | 5.4842 | Date |  |  | 2024-09-30 15:41 |  | * | [6 empty] | 5.4842 |  | 1 | 15 |  | 0 | 16 |  |  | * |  |  | None | *
6 | IP-59206_DOC | 20ga GA Brt coil 60. | B | Reference Item - Document Management | Active |  | 99999 | 1 |  |  |  | Item | 1 | EA | 100 | 1 | 1 | Date |  |  | 2024-09-30 15:41 |  | * | [6 empty] | 1 |  | 1 |  |  | 0 | 0 | [5 empty] | None
5 | - IP-54891 | 20ga GA Brt coil 60 | 0 | Sub-assembly | Active |  | 10 | 1 |  |  |  | Item | 1 | EA | 100 | 1 | 1 | Date |  |  | 2024-09-30 15:41 |  | * | [6 empty] | 1 |  | 1 | 0.064923 |  | 0.064923 | 17.0649 |  |  | * |  |  | None | *
6 | IP-54891_DOC | 20ga GA Brt coil 60. | B | Reference Item - Document Management | Active |  | 99999 | 1 |  |  |  | Item | 1 | EA | 100 | 1 | 1 | Date |  |  | 2024-09-30 15:41 |  | * | [6 empty] | 1 |  | 1 |  |  | 0 | 0 | [5 empty] | None
6 | 45-GALC-0450 | STEEL,GALV,G90,20GA,48" COIL | 0 | Purchased Item | Active |  | 100009 | 1 |  |  |  | Item | 9.569 | SFT | 100 | 1 | 9.569 | Date |  |  | 2024-10-15 13:04 |  | * |  |  | WIP_APU-1 |  |  |  | 9.569 |  | 1 | 15 |  | 0 | 16 |  |  | * |  |  | None | *
5 | - IP-59205 | 20ga GA Brt coil 60 | 0 | Sub-assembly | Active |  | 11 | 1 |  |  |  | Item | 1 | EA | 100 | 1 | 1 | Date |  |  | 2024-09-30 15:41 |  | * | [6 empty] | 1 |  | 1 | 0.064923 |  | 0.064923 | 17.0649 |  |  | * |  |  | None | *
6 | 45-GALC-0475 | STEEL,GALV,G90,20GA,60" COIL | 0 | Purchased Item | Active |  | 1 | 1 |  |  |  | Item | 13.0233 | SFT | 100 | 1 | 13.0233 | Date |  |  | 2024-09-30 15:41 |  | * | [6 empty] | 13.0233 |  | 1 | 15 |  | 0 | 16 |  |  | * |  |  | None | *
6 | IP-59205_DOC | 20ga GA Brt coil 60. | B | Reference Item - Document Management | Active |  | 99999 | 1 |  |  |  | Item | 1 | EA | 100 | 1 | 1 | Date |  |  | 2024-09-30 15:41 |  | * | [6 empty] | 1 |  | 1 | 0 |  | 0 | 0 | [5 empty] | None
5 | - IP-54890 | 20ga GA Brt coil 60 | 0 | Sub-assembly | Active |  | 12 | 1 |  |  |  | Item | 1 | EA | 100 | 1 | 1 | Date |  |  | 2024-09-30 15:41 |  | * | [6 empty] | 1 |  | 1 | 0.064923 |  | 0.064923 | 17.0649 |  |  | * |  |  | None | *
6 | 45-GALC-0475 | STEEL,GALV,G90,20GA,60" COIL | 0 | Purchased Item | Active |  | 1 | 1 |  |  |  | Item | 15.4375 | SFT | 100 | 1 | 15.4375 | Date |  |  | 2024-09-30 15:41 |  | * | [6 empty] | 15.4375 |  | 1 | 15 |  | 0 | 16 |  |  | * |  |  | None | *
6 | IP-54890_DOC | 20ga GA Brt coil 60. | B | Reference Item - Document Management | Active |  | 99999 | 1 |  |  |  | Item | 1 | EA | 100 | 1 | 1 | Date |  |  | 2024-09-30 15:41 |  | * | [6 empty] | 1 |  | 1 |  |  | 0 | 0 | [5 empty] | None
5 | - IP-59204 | 20ga GA Brt coil 60 | 0 | Sub-assembly | Active |  | 13 | 1 |  |  |  | Item | 1 | EA | 100 | 1 | 1 | Date |  |  | 2024-09-30 15:41 |  | * | [6 empty] | 1 |  | 1 | 0.064923 |  | 0.064923 | 17.0649 |  |  | * |  |  | None | *
6 | 45-GALC-0475 | STEEL,GALV,G90,20GA,60" COIL | 0 | Purchased Item | Active |  | 1 | 1 |  |  |  | Item | 13.0233 | SFT | 100 | 1 | 13.0233 | Date |  |  | 2024-09-30 15:41 |  | * | [6 empty] | 13.0233 |  | 1 | 15 |  | 0 | 16 |  |  | * |  |  | None | *
6 | IP-59204_DOC | 20ga GA Brt coil 60. | B | Reference Item - Document Management | Active |  | 99999 | 1 |  |  |  | Item | 1 | EA | 100 | 1 | 1 | Date |  |  | 2024-09-30 15:41 |  | * | [6 empty] | 1 |  | 1 |  |  | 0 | 0 | [5 empty] | None
5 | 75-SCWH-14-112 | ZINC PLATED-TEK SCREW-1/4"-14 THREADS PER INCH X 1-1/2" LONG | 0 | Purchased Item | Active |  | 14 | 1 |  |  |  | Item | 473 | EA | 100 | 1 | 473 | Date |  |  | 2024-09-30 15:41 |  | * | [6 empty] | 473 |  | 1 | 20 |  | 0 | 21 |  |  | * |  |  | None | *
5 | - IP-54893 | 20ga GA Brt coil 60 | 0 | Sub-assembly | Active |  | 15 | 1 |  |  |  | Item | 2 | EA | 100 | 1 | 2 | Date |  |  | 2024-09-30 15:41 |  | * | [6 empty] | 2 |  | 1 | 0.064923 |  | 0.064923 | 17.0649 |  |  | * |  |  | None | *
6 | IP-54893_DOC | 20ga GA Brt coil 60. | B | Reference Item - Document Management | Active |  | 99999 | 1 |  |  |  | Item | 1 | EA | 100 | 1 | 2 | Date |  |  | 2024-09-30 15:41 |  | * | [6 empty] | 2 |  | 1 |  |  | 0 | 0 | [5 empty] | None
6 | 45-GALC-0450 | STEEL,GALV,G90,20GA,48" COIL | 0 | Purchased Item | Active |  | 100009 | 1 |  |  |  | Item | 0.268 | SFT | 100 | 1 | 0.536 | Date |  |  | 2024-10-15 12:55 |  | * |  |  | WIP_APU-1 |  |  |  | 0.536 |  | 1 | 15 |  | 0 | 16 |  |  | * |  |  | None | *
5 | - IP-59281 | 20ga GA Brt coil 60 | 0 | Sub-assembly | Active |  | 16 | 1 |  |  |  | Item | 1 | EA | 100 | 1 | 1 | Date |  |  | 2024-09-30 15:41 |  | * | [6 empty] | 1 |  | 1 | 0.024346 |  | 0.024346 | 17.0243 |  |  | * |  |  | None | *
6 | 45-GALC-0475 | STEEL,GALV,G90,20GA,60" COIL | 0 | Purchased Item | Active |  | 1 | 1 |  |  |  | Item | 20.5872 | SFT | 100 | 1 | 20.5872 | Date |  |  | 2024-09-30 15:41 |  | * | [6 empty] | 20.5872 |  | 1 | 15 |  | 0 | 16 |  |  | * |  |  | None | *
6 | IP-59281_DOC | 20ga GA Brt coil 60. | B | Reference Item - Document Management | Active |  | 99999 | 1 |  |  |  | Item | 1 | EA | 100 | 1 | 1 | Date |  |  | 2024-09-30 15:41 |  | * | [6 empty] | 1 |  | 1 | 2 |  | 0 | 2 | [5 empty] | None
5 | - IP-59280 | 20ga GA Brt coil 60 | 0 | Sub-assembly | Active |  | 17 | 1 |  |  |  | Item | 1 | EA | 100 | 1 | 1 | Date |  |  | 2024-09-30 15:41 |  | * | [6 empty] | 1 |  | 1 | 0.024346 |  | 0.024346 | 17.0243 |  |  | * |  |  | None | *
6 | 45-GALC-0475 | STEEL,GALV,G90,20GA,60" COIL | 0 | Purchased Item | Active |  | 1 | 1 |  |  |  | Item | 20.5872 | SFT | 100 | 1 | 20.5872 | Date |  |  | 2024-09-30 15:41 |  | * | [6 empty] | 20.5872 |  | 1 | 15 |  | 0 | 16 |  |  | * |  |  | None | *
6 | IP-59280_DOC | 20ga GA Brt coil 60. | B | Reference Item - Document Management | Active |  | 99999 | 1 |  |  |  | Item | 1 | EA | 100 | 1 | 1 | Date |  |  | 2024-09-30 15:41 |  | * | [6 empty] | 1 |  | 1 |  |  | 0 | 0 | [5 empty] | None
5 | - IP-60451 | 16ga SS 304L Solid coil 60 | 0 | Sub-assembly | Active |  | 18 | 1 |  |  |  | Item | 1 | EA | 100 | 1 | 1 | Date |  |  | 2024-09-30 15:41 |  | * | [6 empty] | 1 |  | 1 | 0.064923 |  | 0.064923 | 12.0649 |  |  | * |  |  | None | *
6 | 45-304L-C0110 | STEEL,304-L S/S,16 GA,60" COIL | 0 | Purchased Item | Active |  | 1 | 1 |  |  |  | Item | 2.917 | SFT | 100 | 1 | 2.917 | Date |  |  | 2024-09-30 15:41 |  | * | [6 empty] | 2.917 |  | 1 | 10 |  | 0 | 11 |  |  | * |  |  | None | *
6 | IP-60451_DOC | 16ga SS 304L Solid coil 60. | B | Reference Item - Document Management | Active |  | 99999 | 1 |  |  |  | Item | 1 | EA | 100 | 1 | 1 | Date |  |  | 2024-09-30 15:41 |  | * | [6 empty] | 1 |  | 1 |  |  | 0 | 0 | [5 empty] | None
5 | - IP-59233 | 20ga GA Brt coil 60 | 0 | Sub-assembly | Active |  | 19 | 1 |  |  |  | Item | 1 | EA | 100 | 1 | 1 | Date |  |  | 2024-09-30 15:41 |  | * | [6 empty] | 1 |  | 1 | 0.064923 |  | 0.064923 | 17.0649 |  |  | * |  |  | None | *
6 | 45-GALC-0475 | STEEL,GALV,G90,20GA,60" COIL | 0 | Purchased Item | Active |  | 1 | 1 |  |  |  | Item | 16.3084 | SFT | 100 | 1 | 16.3084 | Date |  |  | 2024-09-30 15:41 |  | * | [6 empty] | 16.3084 |  | 1 | 15 |  | 0 | 16 |  |  | * |  |  | None | *
6 | IP-59233_DOC | 20ga GA Brt coil 60. | B | Reference Item - Document Management | Active |  | 99999 | 1 |  |  |  | Item | 1 | EA | 100 | 1 | 1 | Date |  |  | 2024-09-30 15:41 |  | * | [6 empty] | 1 |  | 1 |  |  | 0 | 0 | [5 empty] | None
5 | - IP-59255 | 20ga GA Brt coil 60 | 0 | Sub-assembly | Active |  | 20 | 1 |  |  |  | Item | 1 | EA | 100 | 1 | 1 | Date |  |  | 2024-09-30 15:41 |  | * | [6 empty] | 1 |  | 1 | 0.064923 |  | 0.064923 | 21.0649 |  |  | * |  |  | None | *
6 | IP-59255_DOC | 20ga GA Brt coil 60. | B | Reference Item - Document Management | Active |  | 99999 | 1 |  |  |  | Item | 1 | EA | 100 | 1 | 1 | Date |  |  | 2024-09-30 15:41 |  | * | [6 empty] | 1 |  | 1 | 20 |  | 0 | 20 | [5 empty] | None
6 | 45-GALC-0450 | STEEL,GALV,G90,20GA,48" COIL | 0 | Purchased Item | Active |  | 100009 | 1 |  |  |  | Item | 11.285 | SFT | 100 | 1 | 11.285 | Date |  |  | 2024-10-15 13:06 |  | * |  |  | WIP_APU-1 |  |  |  | 11.285 |  | 1 | 15 |  | 0 | 16 |  |  | * |  |  | None | *
5 | - IP-59199 | 20ga GA Brt coil 60 | 0 | Sub-assembly | Active |  | 21 | 1 |  |  |  | Item | 1 | EA | 100 | 1 | 1 | Date |  |  | 2024-09-30 15:41 |  | * | [6 empty] | 1 |  | 1 | 0.064923 |  | 0.064923 | 17.0649 |  |  | * |  |  | None | *
6 | 45-GALC-0475 | STEEL,GALV,G90,20GA,60" COIL | 0 | Purchased Item | Active |  | 1 | 1 |  |  |  | Item | 6.4039 | SFT | 100 | 1 | 6.4039 | Date |  |  | 2024-09-30 15:41 |  | * | [6 empty] | 6.4039 |  | 1 | 15 |  | 0 | 16 |  |  | * |  |  | None | *
6 | IP-59199_DOC | 20ga GA Brt coil 60. | B | Reference Item - Document Management | Active |  | 99999 | 1 |  |  |  | Item | 1 | EA | 100 | 1 | 1 | Date |  |  | 2024-09-30 15:41 |  | * | [6 empty] | 1 |  | 1 |  |  | 0 | 0 | [5 empty] | None
5 | - IP-59232 | 20ga GA Brt coil 60 | 0 | Sub-assembly | Active |  | 22 | 1 |  |  |  | Item | 1 | EA | 100 | 1 | 1 | Date |  |  | 2024-09-30 15:41 |  | * | [6 empty] | 1 |  | 1 | 0.064923 |  | 0.064923 | 17.0649 |  |  | * |  |  | None | *
6 | 45-GALC-0475 | STEEL,GALV,G90,20GA,60" COIL | 0 | Purchased Item | Active |  | 1 | 1 |  |  |  | Item | 16.3084 | SFT | 100 | 1 | 16.3084 | Date |  |  | 2024-09-30 15:41 |  | * | [6 empty] | 16.3084 |  | 1 | 15 |  | 0 | 16 |  |  | * |  |  | None | *
6 | IP-59232_DOC | 20ga GA Brt coil 60. | B | Reference Item - Document Management | Active |  | 99999 | 1 |  |  |  | Item | 1 | EA | 100 | 1 | 1 | Date |  |  | 2024-09-30 15:41 |  | * | [6 empty] | 1 |  | 1 |  |  | 0 | 0 | [5 empty] | None
5 | - IP-59254 | 20ga GA Brt coil 60 | 0 | Sub-assembly | Active |  | 23 | 1 |  |  |  | Item | 1 | EA | 100 | 1 | 1 | Date |  |  | 2024-09-30 15:41 |  | * | [6 empty] | 1 |  | 1 | 0.064923 |  | 0.064923 | 17.0649 |  |  | * |  |  | None | *
6 | IP-59254_DOC | 20ga GA Brt coil 60. | B | Reference Item - Document Management | Active |  | 99999 | 1 |  |  |  | Item | 1 | EA | 100 | 1 | 1 | Date |  |  | 2024-09-30 15:41 |  | * | [6 empty] | 1 |  | 1 |  |  | 0 | 0 | [5 empty] | None
6 | 45-GALC-0450 | STEEL,GALV,G90,20GA,48" COIL | 0 | Purchased Item | Active |  | 100009 | 1 |  |  |  | Item | 11.285 | SFT | 100 | 1 | 11.285 | Date |  |  | 2024-10-15 13:15 |  | * |  |  | WIP_APU-1 |  |  |  | 11.285 |  | 1 | 15 |  | 0 | 16 |  |  | * |  |  | None | *
5 | - IP-59198 | 20ga GA Brt coil 60 | 0 | Sub-assembly | Active |  | 24 | 1 |  |  |  | Item | 1 | EA | 100 | 1 | 1 | Date |  |  | 2024-09-30 15:41 |  | * | [6 empty] | 1 |  | 1 | 0.064923 |  | 0.064923 | 17.0649 |  |  | * |  |  | None | *
6 | 45-GALC-0475 | STEEL,GALV,G90,20GA,60" COIL | 0 | Purchased Item | Active |  | 1 | 1 |  |  |  | Item | 6.4039 | SFT | 100 | 1 | 6.4039 | Date |  |  | 2024-09-30 15:41 |  | * | [6 empty] | 6.4039 |  | 1 | 15 |  | 0 | 16 |  |  | * |  |  | None | *
6 | IP-59198_DOC | 20ga GA Brt coil 60. | B | Reference Item - Document Management | Active |  | 99999 | 1 |  |  |  | Item | 1 | EA | 100 | 1 | 1 | Date |  |  | 2024-09-30 15:41 |  | * | [6 empty] | 1 |  | 1 |  |  | 0 | 0 | [5 empty] | None
5 | - IP-59271 | 20ga GA Brt coil 60 | 0 | Sub-assembly | Active |  | 25 | 1 |  |  |  | Item | 1 | EA | 100 | 1 | 1 | Date |  |  | 2024-09-30 15:41 |  | * | [6 empty] | 1 |  | 1 | 0.024346 |  | 0.024346 | 17.0243 |  |  | * |  |  | None | *
6 | 45-GALC-0475 | STEEL,GALV,G90,20GA,60" COIL | 0 | Purchased Item | Active |  | 1 | 1 |  |  |  | Item | 27.3082 | SFT | 100 | 1 | 27.3082 | Date |  |  | 2024-09-30 15:41 |  | * | [6 empty] | 27.3082 |  | 1 | 15 |  | 0 | 16 |  |  | * |  |  | None | *
6 | IP-59271_DOC | 20ga GA Brt coil 60. | B | Reference Item - Document Management | Active |  | 99999 | 1 |  |  |  | Item | 1 | EA | 100 | 1 | 1 | Date |  |  | 2024-09-30 15:41 |  | * | [6 empty] | 1 |  | 1 |  |  | 0 | 0 | [5 empty] | None
5 | - IP-59219 | 20ga GA Brt coil 60 | 0 | Sub-assembly | Active |  | 26 | 1 |  |  |  | Item | 1 | EA | 100 | 1 | 1 | Date |  |  | 2024-09-30 15:41 |  | * | [6 empty] | 1 |  | 1 | 0.024346 |  | 0.024346 | 17.0243 |  |  | * |  |  | None | *
6 | 45-GALC-0475 | STEEL,GALV,G90,20GA,60" COIL | 0 | Purchased Item | Active |  | 1 | 1 |  |  |  | Item | 26.3884 | SFT | 100 | 1 | 26.3884 | Date |  |  | 2024-09-30 15:41 |  | * | [6 empty] | 26.3884 |  | 1 | 15 |  | 0 | 16 |  |  | * |  |  | None | *
6 | IP-59219_DOC | 20ga GA Brt coil 60. | B | Reference Item - Document Management | Active |  | 99999 | 1 |  |  |  | Item | 1 | EA | 100 | 1 | 1 | Date |  |  | 2024-09-30 15:41 |  | * | [6 empty] | 1 |  | 1 |  |  | 0 | 0 | [5 empty] | None
5 | - IP-59259 | 20ga GA Brt coil 60 | 0 | Sub-assembly | Active |  | 27 | 1 |  |  |  | Item | 2 | EA | 100 | 1 | 2 | Date |  |  | 2024-09-30 15:41 |  | * | [6 empty] | 2 |  | 1 | 0.064923 |  | 0.064923 | 17.0649 |  |  | * |  |  | None | *
6 | IP-59259_DOC | 20ga GA Brt coil 60. | B | Reference Item - Document Management | Active |  | 99999 | 1 |  |  |  | Item | 1 | EA | 100 | 1 | 2 | Date |  |  | 2024-09-30 15:41 |  | * | [6 empty] | 2 |  | 1 |  |  | 0 | 0 | [5 empty] | None
6 | 45-GALC-0450 | STEEL,GALV,G90,20GA,48" COIL | 0 | Purchased Item | Active |  | 100009 | 1 |  |  |  | Item | 26.991 | SFT | 100 | 1 | 53.982 | Date |  |  | 2024-10-15 12:58 |  | * |  |  | WIP_APU-1 |  |  |  | 53.982 |  | 1 | 15 |  | 0 | 16 |  |  | * |  |  | None | *
5 | - IP-59214 | 20ga GA Brt coil 60 | 0 | Sub-assembly | Active |  | 28 | 1 |  |  |  | Item | 1 | EA | 100 | 1 | 1 | Date |  |  | 2024-09-30 15:41 |  | * | [6 empty] | 1 |  | 1 | 0.064923 |  | 0.064923 | 17.0649 |  |  | * |  |  | None | *
6 | 45-GALC-0475 | STEEL,GALV,G90,20GA,60" COIL | 0 | Purchased Item | Active |  | 1 | 1 |  |  |  | Item | 21.3314 | SFT | 100 | 1 | 21.3314 | Date |  |  | 2024-09-30 15:41 |  | * | [6 empty] | 21.3314 |  | 1 | 15 |  | 0 | 16 |  |  | * |  |  | None | *
6 | IP-59214_DOC | 20ga GA Brt coil 60. | B | Reference Item - Document Management | Active |  | 99999 | 1 |  |  |  | Item | 1 | EA | 100 | 1 | 1 | Date |  |  | 2024-09-30 15:41 |  | * | [6 empty] | 1 |  | 1 | 10 |  | 0 | 10 | [5 empty] | None
5 | - IP-59213 | 20ga GA Brt coil 60 | 0 | Sub-assembly | Active |  | 29 | 1 |  |  |  | Item | 1 | EA | 100 | 1 | 1 | Date |  |  | 2024-09-30 15:41 |  | * | [6 empty] | 1 |  | 1 | 0.064923 |  | 0.064923 | 41.0649 |  |  | * |  |  | None | *
6 | 45-GALC-0475 | STEEL,GALV,G90,20GA,60" COIL | 0 | Purchased Item | Active |  | 1 | 1 |  |  |  | Item | 21.3314 | SFT | 100 | 1 | 21.3314 | Date |  |  | 2024-09-30 15:41 |  | * | [6 empty] | 21.3314 |  | 1 | 15 |  | 0 | 16 |  |  | * |  |  | None | *
6 | IP-59213_DOC | 20ga GA Brt coil 60. | B | Reference Item - Document Management | Active |  | 99999 | 1 |  |  |  | Item | 1 | EA | 100 | 1 | 1 | Date |  |  | 2024-09-30 15:41 |  | * | [6 empty] | 1 |  | 1 | 40 |  | 0 | 40 | [5 empty] | None
4 | - MCYS06-SWA-66117 | FLOOR PANELS SUB ASSY BASE LOWER | 0 | Sub-assembly | Active |  | 2 | 1 |  |  |  | Item | 1 | EA | 100 | 1 | 1 | Date |  |  | 2024-09-30 15:41 |  | * | [6 empty] | 1 |  | 1 | 0 |  | 0.064923 | 332.0649 |  |  | * |  |  | None | *
5 | - IP-54914 | 14ga SS 304L Solid 60x144 | 0 | Sub-assembly | Active |  | 1 | 1 |  |  |  | Item | 1 | EA | 100 | 1 | 1 | Date |  |  | 2024-09-30 15:41 |  | * | [6 empty] | 1 |  | 1 | 0.064923 |  | 0.064923 | 22.0649 |  |  | * |  |  | None | *
6 | 45-304L-0192 | STEEL,304L,S/S,14GA,60X144 | 0 | Purchased Item | Active |  | 1 | 1 |  |  |  | Item | 31.5826 | SFT | 100 | 1 | 31.5826 | Date |  |  | 2024-09-30 15:41 |  | * | [6 empty] | 31.5826 |  | 1 | 20 |  | 0 | 21 |  |  | * |  |  | None | *
6 | IP-54914_DOC | 14ga SS 304L Solid 60x144. | B | Reference Item - Document Management | Active |  | 99999 | 1 |  |  |  | Item | 1 | EA | 100 | 1 | 1 | Date |  |  | 2024-09-30 15:41 |  | * | [6 empty] | 1 |  | 1 |  |  | 0 | 0 | [5 empty] | None
5 | - IP-54913 | 14ga SS 304L Solid 60x144 | 0 | Sub-assembly | Active |  | 2 | 1 |  |  |  | Item | 1 | EA | 100 | 1 | 1 | Date |  |  | 2024-09-30 15:41 |  | * | [6 empty] | 1 |  | 1 | 0.064923 |  | 0.064923 | 22.0649 |  |  | * |  |  | None | *
6 | 45-304L-0192 | STEEL,304L,S/S,14GA,60X144 | 0 | Purchased Item | Active |  | 1 | 1 |  |  |  | Item | 27.6319 | SFT | 100 | 1 | 27.6319 | Date |  |  | 2024-09-30 15:41 |  | * | [6 empty] | 27.6319 |  | 1 | 20 |  | 0 | 21 |  |  | * |  |  | None | *
6 | IP-54913_DOC | 14ga SS 304L Solid 60x144. | B | Reference Item - Document Management | Active |  | 99999 | 1 |  |  |  | Item | 1 | EA | 100 | 1 | 1 | Date |  |  | 2024-09-30 15:41 |  | * | [6 empty] | 1 |  | 1 |  |  | 0 | 0 | [5 empty] | None
5 | - IP-54916 | 14ga SS 304L Solid 60x144 | 0 | Sub-assembly | Active |  | 3 | 1 |  |  |  | Item | 1 | EA | 100 | 1 | 1 | Date |  |  | 2024-09-30 15:41 |  | * | [6 empty] | 1 |  | 1 | 0.064923 |  | 0.064923 | 51.0649 |  |  | * |  |  | None | *
6 | IP-54916_DOC | 14ga SS 304L Solid 60x144. | B | Reference Item - Document Management | Active |  | 99999 | 1 |  |  |  | Item | 1 | EA | 100 | 1 | 1 | Date |  |  | 2024-09-30 15:41 |  | * | [6 empty] | 1 |  | 1 | 50 |  | 0 | 50 | [5 empty] | None
6 | 45-304L-0190 | STEEL,304L,S/S,14GA,60X120 | 0 | Purchased Item | Active |  | 100009 | 1 |  |  |  | Item | 31.582 | SFT | 100 | 1 | 31.582 | Date |  |  | 2024-10-15 13:26 |  | * |  |  | WIP_APU-1 |  |  |  | 31.582 |  | 1 | 20 |  | 0 | 21 |  |  | * |  |  | None | *
5 | - IP-54915 | 14ga SS 304L Solid 60x144 | 0 | Sub-assembly | Active |  | 4 | 1 |  |  |  | Item | 1 | EA | 100 | 1 | 1 | Date |  |  | 2024-09-30 15:41 |  | * | [6 empty] | 1 |  | 1 | 0.064923 |  | 0.064923 | 22.0649 |  |  | * |  |  | None | *
6 | 45-304L-0192 | STEEL,304L,S/S,14GA,60X144 | 0 | Purchased Item | Active |  | 1 | 1 |  |  |  | Item | 27.6319 | SFT | 100 | 1 | 27.6319 | Date |  |  | 2024-09-30 15:41 |  | * | [6 empty] | 27.6319 |  | 1 | 20 |  | 0 | 21 |  |  | * |  |  | None | *
6 | IP-54915_DOC | 14ga SS 304L Solid 60x144. | B | Reference Item - Document Management | Active |  | 99999 | 1 |  |  |  | Item | 1 | EA | 100 | 1 | 1 | Date |  |  | 2024-09-30 15:41 |  | * | [6 empty] | 1 |  | 1 |  |  | 0 | 0 | [5 empty] | None
5 | - IP-54910 | 14ga SS 304L Solid 60x144 | 0 | Sub-assembly | Active |  | 5 | 1 |  |  |  | Item | 1 | EA | 100 | 1 | 1 | Date |  |  | 2024-09-30 15:41 |  | * | [6 empty] | 1 |  | 1 | 0.064923 |  | 0.064923 | 331.0649 |  |  | * |  |  | None | *
6 | 45-304L-0192 | STEEL,304L,S/S,14GA,60X144 | 0 | Purchased Item | Active |  | 1 | 1 |  |  |  | Item | 33.2634 | SFT | 100 | 1 | 33.2634 | Date |  |  | 2024-09-30 15:41 |  | * | [6 empty] | 33.2634 |  | 1 | 20 |  | 0 | 21 |  |  | * |  |  | None | *
6 | IP-54910_DOC | 14ga SS 304L Solid 60x144. | B | Reference Item - Document Management | Active |  | 99999 | 1 |  |  |  | Item | 1 | EA | 100 | 1 | 1 | Date |  |  | 2024-09-30 15:41 |  | * | [6 empty] | 1 |  | 1 | 330 |  | 0 | 330 | [5 empty] | None
5 | - IP-54998 | 14ga SS 304L Solid 60x144 | 0 | Sub-assembly | Active |  | 6 | 1 |  |  |  | Item | 1 | EA | 100 | 1 | 1 | Date |  |  | 2024-09-30 15:41 |  | * | [6 empty] | 1 |  | 1 | 0.064923 |  | 0.064923 | 22.0649 |  |  | * |  |  | None | *
6 | 45-304L-0192 | STEEL,304L,S/S,14GA,60X144 | 0 | Purchased Item | Active |  | 1 | 1 |  |  |  | Item | 21.792 | SFT | 100 | 1 | 21.792 | Date |  |  | 2024-09-30 15:41 |  | * | [6 empty] | 21.792 |  | 1 | 20 |  | 0 | 21 |  |  | * |  |  | None | *
6 | IP-54998_DOC | 14ga SS 304L Solid 60x144. | B | Reference Item - Document Management | Active |  | 99999 | 1 |  |  |  | Item | 1 | EA | 100 | 1 | 1 | Date |  |  | 2024-09-30 15:41 |  | * | [6 empty] | 1 |  | 1 |  |  | 0 | 0 | [5 empty] | None
5 | - IP-54877 | 14ga SS 304L Solid 60x144 | 0 | Sub-assembly | Active |  | 7 | 1 |  |  |  | Item | 1 | EA | 100 | 1 | 1 | Date |  |  | 2024-09-30 15:41 |  | * | [6 empty] | 1 |  | 1 | 0.064923 |  | 0.064923 | 22.0649 |  |  | * |  |  | None | *
6 | 45-304L-0192 | STEEL,304L,S/S,14GA,60X144 | 0 | Purchased Item | Active |  | 1 | 1 |  |  |  | Item | 1.4549 | SFT | 100 | 1 | 1.4549 | Date |  |  | 2024-09-30 15:41 |  | * | [6 empty] | 1.4549 |  | 1 | 20 |  | 0 | 21 |  |  | * |  |  | None | *
6 | IP-54877_DOC | 14ga SS 304L Solid 60x144. | B | Reference Item - Document Management | Active |  | 99999 | 1 |  |  |  | Item | 1 | EA | 100 | 1 | 1 | Date |  |  | 2024-09-30 15:41 |  | * | [6 empty] | 1 |  | 1 |  |  | 0 | 0 | [5 empty] | None
5 | - IP-54997 | 14ga SS 304L Solid 60x144 | 0 | Sub-assembly | Active |  | 8 | 1 |  |  |  | Item | 1 | EA | 100 | 1 | 1 | Date |  |  | 2024-09-30 15:41 |  | * | [6 empty] | 1 |  | 1 | 0.064923 |  | 0.064923 | 22.0649 |  |  | * |  |  | None | *
6 | 45-304L-0192 | STEEL,304L,S/S,14GA,60X144 | 0 | Purchased Item | Active |  | 1 | 1 |  |  |  | Item | 28.2904 | SFT | 100 | 1 | 28.2904 | Date |  |  | 2024-09-30 15:41 |  | * | [6 empty] | 28.2904 |  | 1 | 20 |  | 0 | 21 |  |  | * |  |  | None | *
6 | IP-54997_DOC | 14ga SS 304L Solid 60x144. | B | Reference Item - Document Management | Active |  | 99999 | 1 |  |  |  | Item | 1 | EA | 100 | 1 | 1 | Date |  |  | 2024-09-30 15:41 |  | * | [6 empty] | 1 |  | 1 | 0 |  | 0 | 0 | [5 empty] | None
5 | - IP-54876 | 14ga SS 304L Solid 60x144 | 0 | Sub-assembly | Active |  | 9 | 1 |  |  |  | Item | 1 | EA | 100 | 1 | 1 | Date |  |  | 2024-09-30 15:41 |  | * | [6 empty] | 1 |  | 1 | 0.064923 |  | 0.064923 | 22.0649 |  |  | * |  |  | None | *
6 | 45-304L-0192 | STEEL,304L,S/S,14GA,60X144 | 0 | Purchased Item | Active |  | 1 | 1 |  |  |  | Item | 0.98931 | SFT | 100 | 1 | 0.98931 | Date |  |  | 2024-09-30 15:41 |  | * | [6 empty] | 0.98931 |  | 1 | 20 |  | 0 | 21 |  |  | * |  |  | None | *
6 | IP-54876_DOC | 14ga SS 304L Solid 60x144. | B | Reference Item - Document Management | Active |  | 99999 | 1 |  |  |  | Item | 1 | EA | 100 | 1 | 1 | Date |  |  | 2024-09-30 15:41 |  | * | [6 empty] | 1 |  | 1 |  |  | 0 | 0 | [5 empty] | None
5 | - IP-54912 | 14ga SS 304L Solid 60x144 | 0 | Sub-assembly | Active |  | 10 | 1 |  |  |  | Item | 1 | EA | 100 | 1 | 1 | Date |  |  | 2024-09-30 15:41 |  | * | [6 empty] | 1 |  | 1 | 0.064923 |  | 0.064923 | 22.0649 |  |  | * |  |  | None | *
6 | 45-304L-0192 | STEEL,304L,S/S,14GA,60X144 | 0 | Purchased Item | Active |  | 1 | 1 |  |  |  | Item | 31.5826 | SFT | 100 | 1 | 31.5826 | Date |  |  | 2024-09-30 15:41 |  | * | [6 empty] | 31.5826 |  | 1 | 20 |  | 0 | 21 |  |  | * |  |  | None | *
6 | IP-54912_DOC | 14ga SS 304L Solid 60x144. | B | Reference Item - Document Management | Active |  | 99999 | 1 |  |  |  | Item | 1 | EA | 100 | 1 | 1 | Date |  |  | 2024-09-30 15:41 |  | * | [6 empty] | 1 |  | 1 |  |  | 0 | 0 | [5 empty] | None
5 | - IP-54879 | 14ga SS 304L Solid 60x144 | 0 | Sub-assembly | Active |  | 11 | 1 |  |  |  | Item | 1 | EA | 100 | 1 | 1 | Date |  |  | 2024-09-30 15:41 |  | * | [6 empty] | 1 |  | 1 | 0.064923 |  | 0.064923 | 22.0649 |  |  | * |  |  | None | *
6 | 45-304L-0192 | STEEL,304L,S/S,14GA,60X144 | 0 | Purchased Item | Active |  | 1 | 1 |  |  |  | Item | 1.1348 | SFT | 100 | 1 | 1.1348 | Date |  |  | 2024-09-30 15:41 |  | * | [6 empty] | 1.1348 |  | 1 | 20 |  | 0 | 21 |  |  | * |  |  | None | *
6 | IP-54879_DOC | 14ga SS 304L Solid 60x144. | B | Reference Item - Document Management | Active |  | 99999 | 1 |  |  |  | Item | 1 | EA | 100 | 1 | 1 | Date |  |  | 2024-09-30 15:41 |  | * | [6 empty] | 1 |  | 1 |  |  | 0 | 0 | [5 empty] | None
5 | - IP-54911 | 14ga SS 304L Solid 60x144 | 0 | Sub-assembly | Active |  | 12 | 1 |  |  |  | Item | 1 | EA | 100 | 1 | 1 | Date |  |  | 2024-09-30 15:41 |  | * | [6 empty] | 1 |  | 1 | 0.064923 |  | 0.064923 | 22.0649 |  |  | * |  |  | None | *
6 | 45-304L-0192 | STEEL,304L,S/S,14GA,60X144 | 0 | Purchased Item | Active |  | 1 | 1 |  |  |  | Item | 29.1025 | SFT | 100 | 1 | 29.1025 | Date |  |  | 2024-09-30 15:41 |  | * | [6 empty] | 29.1025 |  | 1 | 20 |  | 0 | 21 |  |  | * |  |  | None | *
6 | IP-54911_DOC | 14ga SS 304L Solid 60x144. | B | Reference Item - Document Management | Active |  | 99999 | 1 |  |  |  | Item | 1 | EA | 100 | 1 | 1 | Date |  |  | 2024-09-30 15:41 |  | * | [6 empty] | 1 |  | 1 | 20 |  | 0 | 20 | [5 empty] | None
5 | - IP-54999 | 14ga SS 304L Solid 60x144 | 0 | Sub-assembly | Active |  | 13 | 1 |  |  |  | Item | 1 | EA | 100 | 1 | 1 | Date |  |  | 2024-09-30 15:41 |  | * | [6 empty] | 1 |  | 1 | 0.064923 |  | 0.064923 | 22.0649 |  |  | * |  |  | None | *
6 | 45-304L-0192 | STEEL,304L,S/S,14GA,60X144 | 0 | Purchased Item | Active |  | 1 | 1 |  |  |  | Item | 14.368 | SFT | 100 | 1 | 14.368 | Date |  |  | 2024-09-30 15:41 |  | * | [6 empty] | 14.368 |  | 1 | 20 |  | 0 | 21 |  |  | * |  |  | None | *
6 | IP-54999_DOC | 14ga SS 304L Solid 60x144. | B | Reference Item - Document Management | Active |  | 99999 | 1 |  |  |  | Item | 1 | EA | 100 | 1 | 1 | Date |  |  | 2024-09-30 15:41 |  | * | [6 empty] | 1 |  | 1 |  |  | 0 | 0 | [5 empty] | None
5 | - IP-54878 | 14ga SS 304L Solid 60x144 | 0 | Sub-assembly | Active |  | 14 | 1 |  |  |  | Item | 4 | EA | 100 | 1 | 4 | Date |  |  | 2024-09-30 15:41 |  | * | [6 empty] | 4 |  | 1 | 0.064923 |  | 0.064923 | 22.0649 |  |  | * |  |  | None | *
6 | 45-304L-0192 | STEEL,304L,S/S,14GA,60X144 | 0 | Purchased Item | Active |  | 1 | 1 |  |  |  | Item | 1.8506 | SFT | 100 | 1 | 7.4023 | Date |  |  | 2024-09-30 15:41 |  | * | [6 empty] | 7.4023 |  | 1 | 20 |  | 0 | 21 |  |  | * |  |  | None | *
6 | IP-54878_DOC | 14ga SS 304L Solid 60x144. | B | Reference Item - Document Management | Active |  | 99999 | 1 |  |  |  | Item | 1 | EA | 100 | 1 | 4 | Date |  |  | 2024-09-30 15:41 |  | * | [6 empty] | 4 |  | 1 |  |  | 0 | 0 | [5 empty] | None
5 | - IP-54918 | 14ga SS 304L Solid 60x144 | 0 | Sub-assembly | Active |  | 15 | 1 |  |  |  | Item | 1 | EA | 100 | 1 | 1 | Date |  |  | 2024-09-30 15:41 |  | * | [6 empty] | 1 |  | 1 | 0.064923 |  | 0.064923 | 126.0649 |  |  | * |  |  | None | *
6 | 45-304L-0192 | STEEL,304L,S/S,14GA,60X144 | 0 | Purchased Item | Active |  | 1 | 1 |  |  |  | Item | 31.5826 | SFT | 100 | 1 | 31.5826 | Date |  |  | 2024-09-30 15:41 |  | * | [6 empty] | 31.5826 |  | 1 | 20 |  | 0 | 21 |  |  | * |  |  | None | *
6 | IP-54918_DOC | 14ga SS 304L Solid 60x144. | B | Reference Item - Document Management | Active |  | 99999 | 1 |  |  |  | Item | 1 | EA | 100 | 1 | 1 | Date |  |  | 2024-09-30 15:41 |  | * | [6 empty] | 1 |  | 1 | 125 |  | 0 | 125 | [5 empty] | None
5 | - IP-54917 | 14ga SS 304L Solid 60x144 | 0 | Sub-assembly | Active |  | 16 | 1 |  |  |  | Item | 1 | EA | 100 | 1 | 1 | Date |  |  | 2024-09-30 15:41 |  | * | [6 empty] | 1 |  | 1 | 0.064923 |  | 0.064923 | 22.0649 |  |  | * |  |  | None | *
6 | 45-304L-0192 | STEEL,304L,S/S,14GA,60X144 | 0 | Purchased Item | Active |  | 1 | 1 |  |  |  | Item | 27.6319 | SFT | 100 | 1 | 27.6319 | Date |  |  | 2024-09-30 15:41 |  | * | [6 empty] | 27.6319 |  | 1 | 20 |  | 0 | 21 |  |  | * |  |  | None | *
6 | IP-54917_DOC | 14ga SS 304L Solid 60x144. | B | Reference Item - Document Management | Active |  | 99999 | 1 |  |  |  | Item | 1 | EA | 100 | 1 | 1 | Date |  |  | 2024-09-30 15:41 |  | * | [6 empty] | 1 |  | 1 |  |  | 0 | 0 | [5 empty] | None
5 | - IP-54919 | 14ga SS 304L Solid 60x144 | 0 | Sub-assembly | Active |  | 17 | 1 |  |  |  | Item | 1 | EA | 100 | 1 | 1 | Date |  |  | 2024-09-30 15:41 |  | * | [6 empty] | 1 |  | 1 | 0.064923 |  | 0.064923 | 22.0649 |  |  | * |  |  | None | *
6 | 45-304L-0192 | STEEL,304L,S/S,14GA,60X144 | 0 | Purchased Item | Active |  | 1 | 1 |  |  |  | Item | 31.5826 | SFT | 100 | 1 | 31.5826 | Date |  |  | 2024-09-30 15:41 |  | * | [6 empty] | 31.5826 |  | 1 | 20 |  | 0 | 21 |  |  | * |  |  | None | *
6 | IP-54919_DOC | 14ga SS 304L Solid 60x144. | B | Reference Item - Document Management | Active |  | 99999 | 1 |  |  |  | Item | 1 | EA | 100 | 1 | 1 | Date |  |  | 2024-09-30 15:41 |  | * | [6 empty] | 1 |  | 1 |  |  | 0 | 0 | [5 empty] | None
5 | - IP-60369 | 14ga SS 304L Solid 60x144 | 0 | Sub-assembly | Active |  | 18 | 1 |  |  |  | Item | 1 | EA | 100 | 1 | 1 | Date |  |  | 2024-09-30 15:41 |  | * | [6 empty] | 1 |  | 1 | 0.064923 |  | 0.064923 | 22.0649 |  |  | * |  |  | None | *
6 | 45-304L-0192 | STEEL,304L,S/S,14GA,60X144 | 0 | Purchased Item | Active |  | 1 | 1 |  |  |  | Item | 3.7547 | SFT | 100 | 1 | 3.7547 | Date |  |  | 2024-09-30 15:41 |  | * | [6 empty] | 3.7547 |  | 1 | 20 |  | 0 | 21 |  |  | * |  |  | None | *
6 | IP-60369_DOC | 14ga SS 304L Solid 60x144. | B | Reference Item - Document Management | Active |  | 99999 | 1 |  |  |  | Item | 1 | EA | 100 | 1 | 1 | Date |  |  | 2024-09-30 15:41 |  | * | [6 empty] | 1 |  | 1 |  |  | 0 | 0 | [5 empty] | None
5 | - IP-54996 | 14ga SS 304L Solid 60x144 | 0 | Sub-assembly | Active |  | 19 | 1 |  |  |  | Item | 1 | EA | 100 | 1 | 1 | Date |  |  | 2024-09-30 15:41 |  | * | [6 empty] | 1 |  | 1 | 0.064923 |  | 0.064923 | 22.0649 |  |  | * |  |  | None | *
6 | 45-304L-0192 | STEEL,304L,S/S,14GA,60X144 | 0 | Purchased Item | Active |  | 1 | 1 |  |  |  | Item | 30.9242 | SFT | 100 | 1 | 30.9242 | Date |  |  | 2024-09-30 15:41 |  | * | [6 empty] | 30.9242 |  | 1 | 20 |  | 0 | 21 |  |  | * |  |  | None | *
6 | IP-54996_DOC | 14ga SS 304L Solid 60x144. | B | Reference Item - Document Management | Active |  | 99999 | 1 |  |  |  | Item | 1 | EA | 100 | 1 | 1 | Date |  |  | 2024-09-30 15:41 |  | * | [6 empty] | 1 |  | 1 |  |  | 0 | 0 | [5 empty] | None
5 | - IP-54875 | 14ga SS 304L Solid 60x144 | 0 | Sub-assembly | Active |  | 20 | 1 |  |  |  | Item | 2 | EA | 100 | 1 | 2 | Date |  |  | 2024-09-30 15:41 |  | * | [6 empty] | 2 |  | 1 | 0.064923 |  | 0.064923 | 22.0649 |  |  | * |  |  | None | *
6 | 45-304L-0190 | STEEL,304L,S/S,14GA,60X120 | 0 | Purchased Item | Active |  | 100009 | 1 |  |  |  | Item | 2.81 | SFT | 100 | 1 | 5.62 | Date |  |  | 2024-10-15 12:18 |  | * |  |  | WIP_APU-1 |  |  |  | 5.62 |  | 1 | 20 |  | 0 | 21 |  |  | * |  |  | None | *
6 | IP-54875_DOC | 14ga SS 304L Solid 60x144. | B | Reference Item - Document Management | Active |  | 99999 | 10 |  |  |  | Item | 1 | EA | 100 | 1 | 2 | Date |  |  | 2024-09-30 15:41 |  | * |  | Operation Pull | WIP_APU-1 |  |  |  | 2 |  | 10 |  |  | 0 | 0 | [5 empty] | None
5 | - IP-54903 | 14ga SS 304L Solid 60x144 | 0 | Sub-assembly | Active |  | 21 | 1 |  |  |  | Item | 1 | EA | 100 | 1 | 1 | Date |  |  | 2024-09-30 15:41 |  | * | [6 empty] | 1 |  | 1 | 0.064923 |  | 0.064923 | 41.0649 |  |  | * |  |  | None | *
6 | 45-304L-0192 | STEEL,304L,S/S,14GA,60X144 | 0 | Purchased Item | Active |  | 1 | 1 |  |  |  | Item | 2.6455 | SFT | 100 | 1 | 2.6455 | Date |  |  | 2024-09-30 15:41 |  | * | [6 empty] | 2.6455 |  | 1 | 20 |  | 0 | 21 |  |  | * |  |  | None | *
6 | IP-54903_DOC | 14ga SS 304L Solid 60x144. | B | Reference Item - Document Management | Active |  | 99999 | 1 |  |  |  | Item | 1 | EA | 100 | 1 | 1 | Date |  |  | 2024-09-30 15:41 |  | * | [6 empty] | 1 |  | 1 | 40 |  | 0 | 40 | [5 empty] | None
5 | - IP-54902 | 14ga SS 304L Solid 60x144 | 0 | Sub-assembly | Active |  | 22 | 1 |  |  |  | Item | 1 | EA | 100 | 1 | 1 | Date |  |  | 2024-09-30 15:41 |  | * | [6 empty] | 1 |  | 1 | 0 |  | 0 | 22 |  |  | * |  |  | None | *
6 | 45-304L-0192 | STEEL,304L,S/S,14GA,60X144 | 0 | Purchased Item | Active |  | 1 | 1 |  |  |  | Item | 2.6455 | SFT | 100 | 1 | 2.6455 | Date |  |  | 2024-09-30 15:41 |  | * | [6 empty] | 2.6455 |  | 1 | 20 |  | 0 | 21 |  |  | * |  |  | None | *
6 | IP-54902_DOC | 14ga SS 304L Solid 60x144. | B | Reference Item - Document Management | Active |  | 99999 | 1 |  |  |  | Item | 1 | EA | 100 | 1 | 1 | Date |  |  | 2024-09-30 15:41 |  | * | [6 empty] | 1 |  | 1 |  |  | 0 | 0 | [5 empty] | None
5 | - IP-54905 | 14ga SS 304L Solid 60x144 | 0 | Sub-assembly | Active |  | 23 | 1 |  |  |  | Item | 4 | EA | 100 | 1 | 4 | Date |  |  | 2024-09-30 15:41 |  | * | [6 empty] | 4 |  | 1 | 0.064923 |  | 0.064923 | 22.0649 |  |  | * |  |  | None | *
6 | IP-54905_DOC | 14ga SS 304L Solid 60x144. | B | Reference Item - Document Management | Active |  | 99999 | 1 |  |  |  | Item | 1 | EA | 100 | 1 | 4 | Date |  |  | 2024-09-30 15:41 |  | * | [6 empty] | 4 |  | 1 |  |  | 0 | 0 | [5 empty] | None
6 | 45-304L-0190 | STEEL,304L,S/S,14GA,60X120 | 0 | Purchased Item | Active |  | 100009 | 1 |  |  |  | Item | 3.81 | SFT | 100 | 1 | 15.24 | Date |  |  | 2024-10-15 11:43 |  | * |  |  | WIP_APU-1 |  |  |  | 15.24 |  | 1 | 20 |  | 0 | 21 |  |  | * |  |  | None | *
5 | - IP-54904 | 14ga SS 304L Solid 60x144 | 0 | Sub-assembly | Active |  | 24 | 1 |  |  |  | Item | 1 | EA | 100 | 1 | 1 | Date |  |  | 2024-09-30 15:41 |  | * | [6 empty] | 1 |  | 1 | 0.064923 |  | 0.064923 | 31.0649 |  |  | * |  |  | None | *
6 | 45-304L-0192 | STEEL,304L,S/S,14GA,60X144 | 0 | Purchased Item | Active |  | 1 | 1 |  |  |  | Item | 3.7547 | SFT | 100 | 1 | 3.7547 | Date |  |  | 2024-09-30 15:41 |  | * | [6 empty] | 3.7547 |  | 1 | 20 |  | 0 | 21 |  |  | * |  |  | None | *
6 | IP-54904_DOC | 14ga SS 304L Solid 60x144. | B | Reference Item - Document Management | Active |  | 99999 | 1 |  |  |  | Item | 1 | EA | 100 | 1 | 1 | Date |  |  | 2024-09-30 15:41 |  | * | [6 empty] | 1 |  | 1 | 30 |  | 0 | 30 | [5 empty] | None
5 | - IP-60370 | 14ga SS 304L Solid 60x144 | 0 | Sub-assembly | Active |  | 25 | 1 |  |  |  | Item | 1 | EA | 100 | 1 | 1 | Date |  |  | 2024-09-30 15:41 |  | * | [6 empty] | 1 |  | 1 | 0.064923 |  | 0.064923 | 22.0649 |  |  | * |  |  | None | *
6 | 45-304L-0192 | STEEL,304L,S/S,14GA,60X144 | 0 | Purchased Item | Active |  | 1 | 1 |  |  |  | Item | 3.7547 | SFT | 100 | 1 | 3.7547 | Date |  |  | 2024-09-30 15:41 |  | * | [6 empty] | 3.7547 |  | 1 | 20 |  | 0 | 21 |  |  | * |  |  | None | *
6 | IP-60370_DOC | 14ga SS 304L Solid 60x144. | B | Reference Item - Document Management | Active |  | 99999 | 1 |  |  |  | Item | 1 | EA | 100 | 1 | 1 | Date |  |  | 2024-09-30 15:41 |  | * | [6 empty] | 1 |  | 1 |  |  | 0 | 0 | [5 empty] | None
5 | - IP-54907 | 14ga SS 304L Solid 60x144 | 0 | Sub-assembly | Active |  | 26 | 1 |  |  |  | Item | 4 | EA | 100 | 1 | 4 | Date |  |  | 2024-09-30 15:41 |  | * | [6 empty] | 4 |  | 1 | 0.064923 |  | 0.064923 | 22.0649 |  |  | * |  |  | None | *
6 | 45-304L-0192 | STEEL,304L,S/S,14GA,60X144 | 0 | Purchased Item | Active |  | 1 | 1 |  |  |  | Item | 0.28294 | SFT | 100 | 1 | 1.1318 | Date |  |  | 2024-09-30 15:41 |  | * | [6 empty] | 1.1318 |  | 1 | 20 |  | 0 | 21 |  |  | * |  |  | None | *
6 | IP-54907_DOC | 14ga SS 304L Solid 60x144. | B | Reference Item - Document Management | Active |  | 99999 | 1 |  |  |  | Item | 1 | EA | 100 | 1 | 4 | Date |  |  | 2024-09-30 15:41 |  | * | [6 empty] | 4 |  | 1 |  |  | 0 | 0 | [5 empty] | None
5 | - IP-54906 | 14ga SS 304L Solid 60x144 | 0 | Sub-assembly | Active |  | 27 | 1 |  |  |  | Item | 1 | EA | 100 | 1 | 1 | Date |  |  | 2024-09-30 15:41 |  | * | [6 empty] | 1 |  | 1 | 0.064923 |  | 0.064923 | 22.0649 |  |  | * |  |  | None | *
6 | IP-54906_DOC | 14ga SS 304L Solid 60x144. | B | Reference Item - Document Management | Active |  | 99999 | 1 |  |  |  | Item | 1 | EA | 100 | 1 | 1 | Date |  |  | 2024-09-30 15:41 |  | * | [6 empty] | 1 |  | 1 |  |  | 0 | 0 | [5 empty] | None
6 | 45-304L-0190 | STEEL,304L,S/S,14GA,60X120 | 0 | Purchased Item | Active |  | 100009 | 1 |  |  |  | Item | 3.774 | SFT | 100 | 1 | 3.774 | Date |  |  | 2024-10-15 13:31 |  | * |  |  | WIP_APU-1 |  |  |  | 3.774 |  | 1 | 20 |  | 0 | 21 |  |  | * |  |  | None | *
5 | - IP-54909 | 14ga SS 304L Solid 60x144 | 0 | Sub-assembly | Active |  | 28 | 1 |  |  |  | Item | 2 | EA | 100 | 1 | 2 | Date |  |  | 2024-09-30 15:41 |  | * | [6 empty] | 2 |  | 1 | 0.024346 |  | 0.024346 | 22.0243 |  |  | * |  |  | None | *
6 | 45-304L-0192 | STEEL,304L,S/S,14GA,60X144 | 0 | Purchased Item | Active |  | 1 | 1 |  |  |  | Item | 1.1667 | SFT | 100 | 1 | 2.3333 | Date |  |  | 2024-09-30 15:41 |  | * | [6 empty] | 2.3333 |  | 1 | 20 |  | 0 | 21 |  |  | * |  |  | None | *
6 | IP-54909_DOC | 14ga SS 304L Solid 60x144. | B | Reference Item - Document Management | Active |  | 99999 | 1 |  |  |  | Item | 1 | EA | 100 | 1 | 2 | Date |  |  | 2024-09-30 15:41 |  | * | [6 empty] | 2 |  | 1 |  |  | 0 | 0 | [5 empty] | None
5 | - IP-54908 | 14ga SS 304L Solid 60x144 | 0 | Sub-assembly | Active |  | 29 | 1 |  |  |  | Item | 4 | EA | 100 | 1 | 4 | Date |  |  | 2024-09-30 15:41 |  | * | [6 empty] | 4 |  | 1 | 0.064923 |  | 0.064923 | 22.0649 |  |  | * |  |  | None | *
6 | 45-304L-0192 | STEEL,304L,S/S,14GA,60X144 | 0 | Purchased Item | Active |  | 1 | 1 |  |  |  | Item | 0.09003 | SFT | 100 | 1 | 0.36012 | Date |  |  | 2024-09-30 15:41 |  | * | [6 empty] | 0.36012 |  | 1 | 20 |  | 0 | 21 |  |  | * |  |  | None | *
6 | IP-54908_DOC | 14ga SS 304L Solid 60x144. | B | Reference Item - Document Management | Active |  | 99999 | 1 |  |  |  | Item | 1 | EA | 100 | 1 | 4 | Date |  |  | 2024-09-30 15:41 |  | * | [6 empty] | 4 |  | 1 |  |  | 0 | 0 | [5 empty] | None
5 | - IP-60339 | 14ga SS 304L Solid 60x144 | 0 | Sub-assembly | Active |  | 30 | 1 |  |  |  | Item | 1 | EA | 100 | 1 | 1 | Date |  |  | 2024-09-30 15:41 |  | * | [6 empty] | 1 |  | 1 | 0.064923 |  | 0.064923 | 22.0649 |  |  | * |  |  | None | *
6 | 45-304L-0190 | STEEL,304L,S/S,14GA,60X120 | 0 | Purchased Item | Active |  | 100009 | 1 |  |  |  | Item | 2.81 | SFT | 100 | 1 | 2.81 | Date |  |  | 2024-10-15 12:15 |  | * |  |  | WIP_APU-1 |  |  |  | 2.81 |  | 1 | 20 |  | 0 | 21 |  |  | * |  |  | None | *
6 | IP-60339_DOC | 14ga SS 304L Solid 60x144. | B | Reference Item - Document Management | Active |  | 99999 | 10 |  |  |  | Item | 1 | EA | 100 | 1 | 1 | Date |  |  | 2024-09-30 15:41 |  | * |  | Operation Pull | WIP_APU-1 |  |  |  | 1 |  | 10 |  |  | 0 | 0 | [5 empty] | None
5 | 75-SCWH-14-114S | 1/4-14X1 1/4"S.DRILL HEAX HEAD 410SS | 0 | Purchased Item | Active |  | 31 | 1 |  |  |  | Item | 2 | EA | 100 | 1 | 2 | Date |  |  | 2024-09-30 15:41 |  | * | [6 empty] | 2 |  | 1 | 20 |  | 0 | 21 |  |  | * |  |  | None | *
5 | - IP-60467 | 14ga SS 304L Solid 60x144 | 0 | Sub-assembly | Active |  | 32 | 1 |  |  |  | Item | 1 | EA | 100 | 1 | 1 | Date |  |  | 2024-09-30 15:41 |  | * | [6 empty] | 1 |  | 1 | 0.064923 |  | 0.064923 | 22.0649 |  |  | * |  |  | None | *
6 | 45-304L-0192 | STEEL,304L,S/S,14GA,60X144 | 0 | Purchased Item | Active |  | 1 | 1 |  |  |  | Item | 2.6455 | SFT | 100 | 1 | 2.6455 | Date |  |  | 2024-09-30 15:41 |  | * | [6 empty] | 2.6455 |  | 1 | 20 |  | 0 | 21 |  |  | * |  |  | None | *
6 | IP-60467_DOC | 14ga SS 304L Solid 60x144. | B | Reference Item - Document Management | Active |  | 99999 | 1 |  |  |  | Item | 1 | EA | 100 | 1 | 1 | Date |  |  | 2024-09-30 15:41 |  | * | [6 empty] | 1 |  | 1 |  |  | 0 | 0 | [5 empty] | None
5 | - IP-60466 | 14ga SS 304L Solid 60x144 | 0 | Sub-assembly | Active |  | 33 | 1 |  |  |  | Item | 1 | EA | 100 | 1 | 1 | Date |  |  | 2024-09-30 15:41 |  | * | [6 empty] | 1 |  | 1 | 0.064923 |  | 0.064923 | 22.0649 |  |  | * |  |  | None | *
6 | IP-60466_DOC | 14ga SS 304L Solid 60x144. | B | Reference Item - Document Management | Active |  | 99999 | 1 |  |  |  | Item | 1 | EA | 100 | 1 | 1 | Date |  |  | 2024-09-30 15:41 |  | * | [6 empty] | 1 |  | 1 |  |  | 0 | 0 | [5 empty] | None
6 | 45-304L-0190 | STEEL,304L,S/S,14GA,60X120 | 0 | Purchased Item | Active |  | 100009 | 1 |  |  |  | Item | 2.645 | SFT | 100 | 1 | 2.645 | Date |  |  | 2024-10-15 17:28 |  | * |  |  | WIP_APU-1 |  |  |  | 2.645 |  | 1 | 20 |  | 0 | 21 |  |  | * |  |  | None | *
5 | 75-SCWH-14-114 | 1/4-14x1 1/4" SELF DRILL S.H.W PL | 0 | Purchased Item | Active |  | 34 | 1 |  |  |  | Item | 8 | EA | 100 | 1 | 8 | Date |  |  | 2024-09-30 15:41 |  | * | [6 empty] | 8 |  | 1 | 20 |  | 0 | 21 |  |  | * |  |  | None | *
5 | - IP-54925 | 14ga SS 304L Solid 60x144 | 0 | Sub-assembly | Active |  | 35 | 1 |  |  |  | Item | 1 | EA | 100 | 1 | 1 | Date |  |  | 2024-09-30 15:41 |  | * | [6 empty] | 1 |  | 1 | 0.064923 |  | 0.064923 | 22.0649 |  |  | * |  |  | None | *
6 | 45-304L-0192 | STEEL,304L,S/S,14GA,60X144 | 0 | Purchased Item | Active |  | 1 | 1 |  |  |  | Item | 31.5826 | SFT | 100 | 1 | 31.5826 | Date |  |  | 2024-09-30 15:41 |  | * | [6 empty] | 31.5826 |  | 1 | 20 |  | 0 | 21 |  |  | * |  |  | None | *
6 | IP-54925_DOC | 14ga SS 304L Solid 60x144. | B | Reference Item - Document Management | Active |  | 99999 | 1 |  |  |  | Item | 1 | EA | 100 | 1 | 1 | Date |  |  | 2024-09-30 15:41 |  | * | [6 empty] | 1 |  | 1 |  |  | 0 | 0 | [5 empty] | None
5 | - IP-54924 | 14ga SS 304L Solid 60x144 | 0 | Sub-assembly | Active |  | 36 | 1 |  |  |  | Item | 1 | EA | 100 | 1 | 1 | Date |  |  | 2024-09-30 15:41 |  | * | [6 empty] | 1 |  | 1 | 0.064923 |  | 0.064923 | 22.0649 |  |  | * |  |  | None | *
6 | 45-304L-0192 | STEEL,304L,S/S,14GA,60X144 | 0 | Purchased Item | Active |  | 1 | 1 |  |  |  | Item | 27.6319 | SFT | 100 | 1 | 27.6319 | Date |  |  | 2024-09-30 15:41 |  | * | [6 empty] | 27.6319 |  | 1 | 20 |  | 0 | 21 |  |  | * |  |  | None | *
6 | IP-54924_DOC | 14ga SS 304L Solid 60x144. | B | Reference Item - Document Management | Active |  | 99999 | 1 |  |  |  | Item | 1 | EA | 100 | 1 | 1 | Date |  |  | 2024-09-30 15:41 |  | * | [6 empty] | 1 |  | 1 |  |  | 0 | 0 | [5 empty] | None
5 | - IP-54926 | 14ga SS 304L Solid 60x144 | 0 | Sub-assembly | Active |  | 37 | 1 |  |  |  | Item | 1 | EA | 100 | 1 | 1 | Date |  |  | 2024-09-30 15:41 |  | * | [6 empty] | 1 |  | 1 | 0.064923 |  | 0.064923 | 22.0649 |  |  | * |  |  | None | *
6 | 45-304L-0192 | STEEL,304L,S/S,14GA,60X144 | 0 | Purchased Item | Active |  | 1 | 1 |  |  |  | Item | 27.6319 | SFT | 100 | 1 | 27.6319 | Date |  |  | 2024-09-30 15:41 |  | * | [6 empty] | 27.6319 |  | 1 | 20 |  | 0 | 21 |  |  | * |  |  | None | *
6 | IP-54926_DOC | 14ga SS 304L Solid 60x144. | B | Reference Item - Document Management | Active |  | 99999 | 1 |  |  |  | Item | 1 | EA | 100 | 1 | 1 | Date |  |  | 2024-09-30 15:41 |  | * | [6 empty] | 1 |  | 1 |  |  | 0 | 0 | [5 empty] | None
5 | - IP-54921 | 14ga SS 304L Solid 60x144 | 0 | Sub-assembly | Active |  | 38 | 1 |  |  |  | Item | 1 | EA | 100 | 1 | 1 | Date |  |  | 2024-09-30 15:41 |  | * | [6 empty] | 1 |  | 1 | 0.064923 |  | 0.064923 | 22.0649 |  |  | * |  |  | None | *
6 | 45-304L-0192 | STEEL,304L,S/S,14GA,60X144 | 0 | Purchased Item | Active |  | 1 | 1 |  |  |  | Item | 16.2603 | SFT | 100 | 1 | 16.2603 | Date |  |  | 2024-09-30 15:41 |  | * | [6 empty] | 16.2603 |  | 1 | 20 |  | 0 | 21 |  |  | * |  |  | None | *
6 | IP-54921_DOC | 14ga SS 304L Solid 60x144. | B | Reference Item - Document Management | Active |  | 99999 | 1 |  |  |  | Item | 1 | EA | 100 | 1 | 1 | Date |  |  | 2024-09-30 15:41 |  | * | [6 empty] | 1 |  | 1 |  |  | 0 | 0 | [5 empty] | None
5 | - IP-54920 | 14ga SS 304L Solid 60x144 | 0 | Sub-assembly | Active |  | 39 | 1 |  |  |  | Item | 1 | EA | 100 | 1 | 1 | Date |  |  | 2024-09-30 15:41 |  | * | [6 empty] | 1 |  | 1 | 0.064923 |  | 0.064923 | 22.0649 |  |  | * |  |  | None | *
6 | 45-304L-0192 | STEEL,304L,S/S,14GA,60X144 | 0 | Purchased Item | Active |  | 1 | 1 |  |  |  | Item | 27.6319 | SFT | 100 | 1 | 27.6319 | Date |  |  | 2024-09-30 15:41 |  | * | [6 empty] | 27.6319 |  | 1 | 20 |  | 0 | 21 |  |  | * |  |  | None | *
6 | IP-54920_DOC | 14ga SS 304L Solid 60x144. | B | Reference Item - Document Management | Active |  | 99999 | 1 |  |  |  | Item | 1 | EA | 100 | 1 | 1 | Date |  |  | 2024-09-30 15:41 |  | * | [6 empty] | 1 |  | 1 |  |  | 0 | 0 | [5 empty] | None
5 | - IP-54923 | 14ga SS 304L Solid 60x144 | 0 | Sub-assembly | Active |  | 40 | 1 |  |  |  | Item | 1 | EA | 100 | 1 | 1 | Date |  |  | 2024-09-30 15:41 |  | * | [6 empty] | 1 |  | 1 | 0.064923 |  | 0.064923 | 22.0649 |  |  | * |  |  | None | *
6 | 45-304L-0192 | STEEL,304L,S/S,14GA,60X144 | 0 | Purchased Item | Active |  | 1 | 1 |  |  |  | Item | 31.5826 | SFT | 100 | 1 | 31.5826 | Date |  |  | 2024-09-30 15:41 |  | * | [6 empty] | 31.5826 |  | 1 | 20 |  | 0 | 21 |  |  | * |  |  | None | *
6 | IP-54923_DOC | 14ga SS 304L Solid 60x144. | B | Reference Item - Document Management | Active |  | 99999 | 1 |  |  |  | Item | 1 | EA | 100 | 1 | 1 | Date |  |  | 2024-09-30 15:41 |  | * | [6 empty] | 1 |  | 1 |  |  | 0 | 0 | [5 empty] | None
5 | - IP-54922 | 14ga SS 304L Solid 60x144 | 0 | Sub-assembly | Active |  | 41 | 1 |  |  |  | Item | 1 | EA | 100 | 1 | 1 | Date |  |  | 2024-09-30 15:41 |  | * | [6 empty] | 1 |  | 1 | 0.064923 |  | 0.064923 | 22.0649 |  |  | * |  |  | None | *
6 | 45-304L-0192 | STEEL,304L,S/S,14GA,60X144 | 0 | Purchased Item | Active |  | 1 | 1 |  |  |  | Item | 14.2263 | SFT | 100 | 1 | 14.2263 | Date |  |  | 2024-09-30 15:41 |  | * | [6 empty] | 14.2263 |  | 1 | 20 |  | 0 | 21 |  |  | * |  |  | None | *
6 | IP-54922_DOC | 14ga SS 304L Solid 60x144. | B | Reference Item - Document Management | Active |  | 99999 | 1 |  |  |  | Item | 1 | EA | 100 | 1 | 1 | Date |  |  | 2024-09-30 15:41 |  | * | [6 empty] | 1 |  | 1 |  |  | 0 | 0 | [5 empty] | None
5 | - IP-58002 | 14ga SS 304L Solid 60x144 | 0 | Sub-assembly | Active |  | 42 | 1 |  |  |  | Item | 1 | EA | 100 | 1 | 1 | Date |  |  | 2024-09-30 15:41 |  | * | [6 empty] | 1 |  | 1 | 0.064923 |  | 0.064923 | 22.0649 |  |  | * |  |  | None | *
6 | 45-304L-0192 | STEEL,304L,S/S,14GA,60X144 | 0 | Purchased Item | Active |  | 1 | 1 |  |  |  | Item | 28.4482 | SFT | 100 | 1 | 28.4482 | Date |  |  | 2024-09-30 15:41 |  | * | [6 empty] | 28.4482 |  | 1 | 20 |  | 0 | 21 |  |  | * |  |  | None | *
6 | IP-58002_DOC | 14ga SS 304L Solid 60x144. | B | Reference Item - Document Management | Active |  | 99999 | 1 |  |  |  | Item | 1 | EA | 100 | 1 | 1 | Date |  |  | 2024-09-30 15:41 |  | * | [6 empty] | 1 |  | 1 | 18 |  | 0 | 18 | [5 empty] | None
5 | - IP-58001 | 14ga SS 304L Solid 60x144 | 0 | Sub-assembly | Active |  | 43 | 1 |  |  |  | Item | 2 | EA | 100 | 1 | 2 | Date |  |  | 2024-09-30 15:41 |  | * | [6 empty] | 2 |  | 1 | 0.064923 |  | 0.064923 | 22.0649 |  |  | * |  |  | None | *
6 | 45-304L-0192 | STEEL,304L,S/S,14GA,60X144 | 0 | Purchased Item | Active |  | 1 | 1 |  |  |  | Item | 1.6552 | SFT | 100 | 1 | 3.3103 | Date |  |  | 2024-09-30 15:41 |  | * | [6 empty] | 3.3103 |  | 1 | 20 |  | 0 | 21 |  |  | * |  |  | None | *
6 | IP-58001_DOC | 14ga SS 304L Solid 60x144. | B | Reference Item - Document Management | Active |  | 99999 | 1 |  |  |  | Item | 1 | EA | 100 | 1 | 2 | Date |  |  | 2024-09-30 15:41 |  | * | [6 empty] | 2 |  | 1 |  |  | 0 | 0 | [5 empty] | None
5 | - IP-58000 | 14ga SS 304L Solid 60x144 | 0 | Sub-assembly | Active |  | 44 | 1 |  |  |  | Item | 1 | EA | 100 | 1 | 1 | Date |  |  | 2024-09-30 15:41 |  | * | [6 empty] | 1 |  | 1 | 0.064923 |  | 0.064923 | 22.0649 |  |  | * |  |  | None | *
6 | 45-304L-0192 | STEEL,304L,S/S,14GA,60X144 | 0 | Purchased Item | Active |  | 1 | 1 |  |  |  | Item | 12.6598 | SFT | 100 | 1 | 12.6598 | Date |  |  | 2024-09-30 15:41 |  | * | [6 empty] | 12.6598 |  | 1 | 20 |  | 0 | 21 |  |  | * |  |  | None | *
6 | IP-58000_DOC | 14ga SS 304L Solid 60x144. | B | Reference Item - Document Management | Active |  | 99999 | 1 |  |  |  | Item | 1 | EA | 100 | 1 | 1 | Date |  |  | 2024-09-30 15:41 |  | * | [6 empty] | 1 |  | 1 |  |  | 0 | 0 | [5 empty] | None
5 | - IP-54883 | 14ga SS 304L Solid 60x144 | 0 | Sub-assembly | Active |  | 45 | 1 |  |  |  | Item | 4 | EA | 100 | 1 | 4 | Date |  |  | 2024-09-30 15:41 |  | * | [6 empty] | 4 |  | 1 | 0.064923 |  | 0.064923 | 22.0649 |  |  | * |  |  | None | *
6 | 45-304L-0192 | STEEL,304L,S/S,14GA,60X144 | 0 | Purchased Item | Active |  | 1 | 1 |  |  |  | Item | 0.21532 | SFT | 100 | 1 | 0.86128 | Date |  |  | 2024-09-30 15:41 |  | * | [6 empty] | 0.86128 |  | 1 | 20 |  | 0 | 21 |  |  | * |  |  | None | *
6 | IP-54883_DOC | 14ga SS 304L Solid 60x144. | B | Reference Item - Document Management | Active |  | 99999 | 1 |  |  |  | Item | 1 | EA | 100 | 1 | 4 | Date |  |  | 2024-09-30 15:41 |  | * | [6 empty] | 4 |  | 1 |  |  | 0 | 0 | [5 empty] | None
5 | - IP-59417 | 14ga SS 304L Solid 60x144 | 0 | Sub-assembly | Active |  | 46 | 1 |  |  |  | Item | 1 | EA | 100 | 1 | 1 | Date |  |  | 2024-09-30 15:41 |  | * | [6 empty] | 1 |  | 1 | 0.064923 |  | 0.064923 | 22.0649 |  |  | * |  |  | None | *
6 | 45-304L-0192 | STEEL,304L,S/S,14GA,60X144 | 0 | Purchased Item | Active |  | 1 | 1 |  |  |  | Item | 27.6319 | SFT | 100 | 1 | 27.6319 | Date |  |  | 2024-09-30 15:41 |  | * | [6 empty] | 27.6319 |  | 1 | 20 |  | 0 | 21 |  |  | * |  |  | None | *
6 | IP-59417_DOC | 14ga SS 304L Solid 60x144. | B | Reference Item - Document Management | Active |  | 99999 | 1 |  |  |  | Item | 1 | EA | 100 | 1 | 1 | Date |  |  | 2024-09-30 15:41 |  | * | [6 empty] | 1 |  | 1 |  |  | 0 | 0 | [5 empty] | None
5 | - IP-58008 | 14ga SS 304L Solid 60x144 | 0 | Sub-assembly | Active |  | 47 | 1 |  |  |  | Item | 1 | EA | 100 | 1 | 1 | Date |  |  | 2024-09-30 15:41 |  | * | [6 empty] | 1 |  | 1 | 0.064923 |  | 0.064923 | 22.0649 |  |  | * |  |  | None | *
6 | IP-58008_DOC | 14ga SS 304L Solid 60x144. | B | Reference Item - Document Management | Active |  | 99999 | 1 |  |  |  | Item | 1 | EA | 100 | 1 | 1 | Date |  |  | 2024-09-30 15:41 |  | * | [6 empty] | 1 |  | 1 |  |  | 0 | 0 | [5 empty] | None
6 | 45-304L-0190 | STEEL,304L,S/S,14GA,60X120 | 0 | Purchased Item | Active |  | 100009 | 1 |  |  |  | Item | 20.51 | SFT | 100 | 1 | 20.51 | Date |  |  | 2024-10-15 13:17 |  | * |  |  | WIP_APU-1 |  |  |  | 20.51 |  | 1 | 20 |  | 0 | 21 |  |  | * |  |  | None | *
5 | - IP-58007 | 14ga SS 304L Solid 60x144 | 0 | Sub-assembly | Active |  | 48 | 1 |  |  |  | Item | 1 | EA | 100 | 1 | 1 | Date |  |  | 2024-09-30 15:41 |  | * | [6 empty] | 1 |  | 1 | 0.064923 |  | 0.064923 | 22.0649 |  |  | * |  |  | None | *
6 | 45-304L-0192 | STEEL,304L,S/S,14GA,60X144 | 0 | Purchased Item | Active |  | 1 | 1 |  |  |  | Item | 17.7267 | SFT | 100 | 1 | 17.7267 | Date |  |  | 2024-09-30 15:41 |  | * | [6 empty] | 17.7267 |  | 1 | 20 |  | 0 | 21 |  |  | * |  |  | None | *
6 | IP-58007_DOC | 14ga SS 304L Solid 60x144. | B | Reference Item - Document Management | Active |  | 99999 | 1 |  |  |  | Item | 1 | EA | 100 | 1 | 1 | Date |  |  | 2024-09-30 15:41 |  | * | [6 empty] | 1 |  | 1 |  |  | 0 | 0 | [5 empty] | None
5 | - IP-58006 | 14ga SS 304L Solid 60x144 | 0 | Sub-assembly | Active |  | 49 | 1 |  |  |  | Item | 1 | EA | 100 | 1 | 1 | Date |  |  | 2024-09-30 15:41 |  | * | [6 empty] | 1 |  | 1 | 0.064923 |  | 0.064923 | 22.0649 |  |  | * |  |  | None | *
6 | 45-304L-0192 | STEEL,304L,S/S,14GA,60X144 | 0 | Purchased Item | Active |  | 1 | 1 |  |  |  | Item | 11.5816 | SFT | 100 | 1 | 11.5816 | Date |  |  | 2024-09-30 15:41 |  | * | [6 empty] | 11.5816 |  | 1 | 20 |  | 0 | 21 |  |  | * |  |  | None | *
6 | IP-58006_DOC | 14ga SS 304L Solid 60x144. | B | Reference Item - Document Management | Active |  | 99999 | 1 |  |  |  | Item | 1 | EA | 100 | 1 | 1 | Date |  |  | 2024-09-30 15:41 |  | * | [6 empty] | 1 |  | 1 |  |  | 0 | 0 | [5 empty] | None
5 | - IP-54880 | 14ga SS 304L Solid 60x144 | 0 | Sub-assembly | Active |  | 50 | 1 |  |  |  | Item | 1 | EA | 100 | 1 | 1 | Date |  |  | 2024-09-30 15:41 |  | * | [6 empty] | 1 |  | 1 | 0.064923 |  | 0.064923 | 22.0649 |  |  | * |  |  | None | *
6 | 45-304L-0192 | STEEL,304L,S/S,14GA,60X144 | 0 | Purchased Item | Active |  | 1 | 1 |  |  |  | Item | 1.0417 | SFT | 100 | 1 | 1.0417 | Date |  |  | 2024-09-30 15:41 |  | * | [6 empty] | 1.0417 |  | 1 | 20 |  | 0 | 21 |  |  | * |  |  | None | *
6 | IP-54880_DOC | 14ga SS 304L Solid 60x144. | B | Reference Item - Document Management | Active |  | 99999 | 1 |  |  |  | Item | 1 | EA | 100 | 1 | 1 | Date |  |  | 2024-09-30 15:41 |  | * | [6 empty] | 1 |  | 1 |  |  | 0 | 0 | [5 empty] | None
5 | - IP-58005 | 14ga SS 304L Solid 60x144 | 0 | Sub-assembly | Active |  | 51 | 1 |  |  |  | Item | 1 | EA | 100 | 1 | 1 | Date |  |  | 2024-09-30 15:41 |  | * | [6 empty] | 1 |  | 1 | 0.064923 |  | 0.064923 | 22.0649 |  |  | * |  |  | None | *
6 | IP-58005_DOC | 14ga SS 304L Solid 60x144. | B | Reference Item - Document Management | Active |  | 99999 | 1 |  |  |  | Item | 1 | EA | 100 | 1 | 1 | Date |  |  | 2024-09-30 15:41 |  | * | [6 empty] | 1 |  | 1 | 5 |  | 0 | 5 | [5 empty] | None
6 | 45-304L-0190 | STEEL,304L,S/S,14GA,60X120 | 0 | Purchased Item | Active |  | 100009 | 1 |  |  |  | Item | 16.259 | SFT | 100 | 1 | 16.259 | Date |  |  | 2024-10-15 13:28 |  | * |  |  | WIP_APU-1 |  |  |  | 16.259 |  | 1 | 20 |  | 0 | 21 |  |  | * |  |  | None | *
5 | - IP-54882 | 14ga SS 304L Solid 60x144 | 0 | Sub-assembly | Active |  | 52 | 1 |  |  |  | Item | 2 | EA | 100 | 1 | 2 | Date |  |  | 2024-09-30 15:41 |  | * | [6 empty] | 2 |  | 1 | 0.064923 |  | 0.064923 | 22.0649 |  |  | * |  |  | None | *
6 | 45-304L-0192 | STEEL,304L,S/S,14GA,60X144 | 0 | Purchased Item | Active |  | 1 | 1 |  |  |  | Item | 1.1639 | SFT | 100 | 1 | 2.3278 | Date |  |  | 2024-09-30 15:41 |  | * | [6 empty] | 2.3278 |  | 1 | 20 |  | 0 | 21 |  |  | * |  |  | None | *
6 | IP-54882_DOC | 14ga SS 304L Solid 60x144. | B | Reference Item - Document Management | Active |  | 99999 | 1 |  |  |  | Item | 1 | EA | 100 | 1 | 2 | Date |  |  | 2024-09-30 15:41 |  | * | [6 empty] | 2 |  | 1 | 5 |  | 0 | 5 | [5 empty] | None
5 | - IP-58004 | 14ga SS 304L Solid 60x144 | 0 | Sub-assembly | Active |  | 53 | 1 |  |  |  | Item | 1 | EA | 100 | 1 | 1 | Date |  |  | 2024-09-30 15:41 |  | * | [6 empty] | 1 |  | 1 | 0.064923 |  | 0.064923 | 22.0649 |  |  | * |  |  | None | *
6 | 45-304L-0192 | STEEL,304L,S/S,14GA,60X144 | 0 | Purchased Item | Active |  | 1 | 1 |  |  |  | Item | 19.8762 | SFT | 100 | 1 | 19.8762 | Date |  |  | 2024-09-30 15:41 |  | * | [6 empty] | 19.8762 |  | 1 | 20 |  | 0 | 21 |  |  | * |  |  | None | *
6 | IP-58004_DOC | 14ga SS 304L Solid 60x144. | B | Reference Item - Document Management | Active |  | 99999 | 1 |  |  |  | Item | 1 | EA | 100 | 1 | 1 | Date |  |  | 2024-09-30 15:41 |  | * | [6 empty] | 1 |  | 1 |  |  | 0 | 0 | [5 empty] | None
5 | - IP-54881 | 14ga SS 304L Solid 60x144 | 0 | Sub-assembly | Active |  | 54 | 1 |  |  |  | Item | 2 | EA | 100 | 1 | 2 | Date |  |  | 2024-09-30 15:41 |  | * | [6 empty] | 2 |  | 1 | 0.064923 |  | 0.064923 | 22.0649 |  |  | * |  |  | None | *
6 | 45-304L-0192 | STEEL,304L,S/S,14GA,60X144 | 0 | Purchased Item | Active |  | 1 | 1 |  |  |  | Item | 0.2386 | SFT | 100 | 1 | 0.4772 | Date |  |  | 2024-09-30 15:41 |  | * | [6 empty] | 0.4772 |  | 1 | 20 |  | 0 | 21 |  |  | * |  |  | None | *
6 | IP-54881_DOC | 14ga SS 304L Solid 60x144. | B | Reference Item - Document Management | Active |  | 99999 | 1 |  |  |  | Item | 1 | EA | 100 | 1 | 2 | Date |  |  | 2024-09-30 15:41 |  | * | [6 empty] | 2 |  | 1 | 5 |  | 0 | 5 | [5 empty] | None
5 | - IP-58003 | 14ga SS 304L Solid 60x144 | 0 | Sub-assembly | Active |  | 55 | 1 |  |  |  | Item | 1 | EA | 100 | 1 | 1 | Date |  |  | 2024-09-30 15:41 |  | * | [6 empty] | 1 |  | 1 | 0.064923 |  | 0.064923 | 22.0649 |  |  | * |  |  | None | *
6 | 45-304L-0192 | STEEL,304L,S/S,14GA,60X144 | 0 | Purchased Item | Active |  | 1 | 1 |  |  |  | Item | 23.2722 | SFT | 100 | 1 | 23.2722 | Date |  |  | 2024-09-30 15:41 |  | * | [6 empty] | 23.2722 |  | 1 | 20 |  | 0 | 21 |  |  | * |  |  | None | *
6 | IP-58003_DOC | 14ga SS 304L Solid 60x144. | B | Reference Item - Document Management | Active |  | 99999 | 1 |  |  |  | Item | 1 | EA | 100 | 1 | 1 | Date |  |  | 2024-09-30 15:41 |  | * | [6 empty] | 1 |  | 1 | 0 |  | 0 | 0 | [5 empty] | None
4 | - MCYS06-SWA-66116 | STRUCTURE SUB ASSY BASE LOWER | 0 | Sub-assembly | Active |  | 3 | 1 |  |  |  | Item | 1 | EA | 100 | 1 | 1 | Date |  |  | 2024-09-30 15:41 |  | * | [6 empty] | 1 |  | 1 | 0 |  | 0.27051 | 72.0649 |  |  | * |  |  | None | *
5 | - IP-61530 | 72x120 1/4 HOT ROLLED STEEL | 0 | Sub-assembly | Active |  | 1 | 1 |  |  |  | Item | 2 | EA | 100 | 1 | 2 | Date |  |  | 2024-09-30 15:41 |  | * | [6 empty] | 2 |  | 1 | 0 |  | 0 | 17 |  |  | * |  |  | None | *
6 | 45-GALC-0225 | STEEL,JKT,A60,16 GA,60" COIL | 0 | Purchased Item | Active |  | 1 | 1 |  |  |  | Item | 0.104 | SFT | 100 | 1 | 0.208 | Date |  |  | 2024-09-30 15:41 |  | * | [6 empty] | 0.208 |  | 1 | 15 |  | 0 | 16 |  |  | * |  |  | None | *
6 | IP-61530_DOC | 72x120 1/4 HOT ROLLED STEEL. | B | Reference Item - Document Management | Active |  | 99999 | 1 |  |  |  | Item | 1 | EA | 100 | 1 | 2 | Date |  |  | 2024-09-30 15:41 |  | * | [6 empty] | 2 |  | 1 |  |  | 0 | 0 | [5 empty] | None
5 | - IP-61533 | STL,TUBE,A36, 4 x 4 x 1/4" piece 40 ft long | 0 | Sub-assembly | Active |  | 2 | 1 |  |  |  | Item | 1 | EA | 100 | 1 | 1 | Date |  |  | 2024-09-30 15:41 |  | * | [6 empty] | 1 |  | 1 | 0.27051 |  | 0.27051 | 17.2705 |  |  | * |  |  | None | *
6 | 40-TUBE-A34414 | STL,TUBE,A36, 4 X 4 X 1/4" PIECE 40 FT LONG | 0 | Purchased Item | Active |  | 1 | 1 |  |  |  | Item | 6.7188 | FT | 100 | 1 | 6.7188 | Date |  |  | 2024-09-30 15:41 |  | * | [6 empty] | 6.7188 |  | 1 | 15 |  | 0 | 16 |  |  | * |  |  | None | *
6 | IP-61533_DOC | STL,TUBE,A36, 4 x 4 x 1/4" piece 40 ft long. | B | Reference Item - Document Management | Active |  | 99999 | 1 |  |  |  | Item | 1 | EA | 100 | 1 | 1 | Date |  |  | 2024-09-30 15:41 |  | * | [6 empty] | 1 |  | 1 |  |  | 0 | 0 | [5 empty] | None
5 | - IP-59201 | 16ga GA Jkt coil 60 | 0 | Sub-assembly | Active |  | 3 | 1 |  |  |  | Item | 1 | EA | 100 | 1 | 1 | Date |  |  | 2024-09-30 15:41 |  | * | [6 empty] | 1 |  | 1 | 0.064923 |  | 0.064923 | 17.0649 |  |  | * |  |  | None | *
6 | 45-GALC-0225 | STEEL,JKT,A60,16 GA,60" COIL | 0 | Purchased Item | Active |  | 1 | 1 |  |  |  | Item | 1.167 | SFT | 100 | 1 | 1.167 | Date |  |  | 2024-09-30 15:41 |  | * | [6 empty] | 1.167 |  | 1 | 15 |  | 0 | 16 |  |  | * |  |  | None | *
6 | IP-59201_DOC | 16ga GA Jkt coil 60. | B | Reference Item - Document Management | Active |  | 99999 | 1 |  |  |  | Item | 1 | EA | 100 | 1 | 1 | Date |  |  | 2024-09-30 15:41 |  | * | [6 empty] | 1 |  | 1 |  |  | 0 | 0 | [5 empty] | None
5 | - IP-59200 | 16ga GA Jkt coil 60 | 0 | Sub-assembly | Active |  | 4 | 1 |  |  |  | Item | 1 | EA | 100 | 1 | 1 | Date |  |  | 2024-09-30 15:41 |  | * | [6 empty] | 1 |  | 1 | 0.064923 |  | 0.064923 | 17.0649 |  |  | * |  |  | None | *
6 | 45-GALC-0225 | STEEL,JKT,A60,16 GA,60" COIL | 0 | Purchased Item | Active |  | 1 | 1 |  |  |  | Item | 0.107 | SFT | 100 | 1 | 0.107 | Date |  |  | 2024-09-30 15:41 |  | * | [6 empty] | 0.107 |  | 1 | 15 |  | 0 | 16 |  |  | * |  |  | None | *
6 | IP-59200_DOC | 16ga GA Jkt coil 60. | B | Reference Item - Document Management | Active |  | 99999 | 1 |  |  |  | Item | 1 | EA | 100 | 1 | 1 | Date |  |  | 2024-09-30 15:41 |  | * | [6 empty] | 1 |  | 1 |  |  | 0 | 0 | [5 empty] | None
5 | - IP-61531 | STL,TUBE,A36, 4 x 4 x 1/4" piece 40 ft long | 0 | Sub-assembly | Active |  | 5 | 1 |  |  |  | Item | 1 | EA | 100 | 1 | 1 | Date |  |  | 2024-09-30 15:41 |  | * | [6 empty] | 1 |  | 1 | 0.27051 |  | 0.27051 | 17.2705 |  |  | * |  |  | None | *
6 | 40-TUBE-A34414 | STL,TUBE,A36, 4 X 4 X 1/4" PIECE 40 FT LONG | 0 | Purchased Item | Active |  | 1 | 1 |  |  |  | Item | 6.7188 | FT | 100 | 1 | 6.7188 | Date |  |  | 2024-09-30 15:41 |  | * | [6 empty] | 6.7188 |  | 1 | 15 |  | 0 | 16 |  |  | * |  |  | None | *
6 | IP-61531_DOC | STL,TUBE,A36, 4 x 4 x 1/4" piece 40 ft long. | B | Reference Item - Document Management | Active |  | 99999 | 1 |  |  |  | Item | 1 | EA | 100 | 1 | 1 | Date |  |  | 2024-09-30 15:41 |  | * | [6 empty] | 1 |  | 1 |  |  | 0 | 0 | [5 empty] | None
5 | - IP-59287 | 16ga GA Jkt coil 60 | 0 | Sub-assembly | Active |  | 6 | 1 |  |  |  | Item | 1 | EA | 100 | 1 | 1 | Date |  |  | 2024-09-30 15:41 |  | * | [6 empty] | 1 |  | 1 | 0.064923 |  | 0.064923 | 17.0649 |  |  | * |  |  | None | *
6 | 45-GALC-0225 | STEEL,JKT,A60,16 GA,60" COIL | 0 | Purchased Item | Active |  | 1 | 1 |  |  |  | Item | 1.078 | SFT | 100 | 1 | 1.078 | Date |  |  | 2024-09-30 15:41 |  | * | [6 empty] | 1.078 |  | 1 | 15 |  | 0 | 16 |  |  | * |  |  | None | *
6 | IP-59287_DOC | 16ga GA Jkt coil 60. | B | Reference Item - Document Management | Active |  | 99999 | 1 |  |  |  | Item | 1 | EA | 100 | 1 | 1 | Date |  |  | 2024-09-30 15:41 |  | * | [6 empty] | 1 |  | 1 |  |  | 0 | 0 | [5 empty] | None
5 | - IP-61532 | STL,TUBE,A36, 4 x 4 x 1/4" piece 40 ft long | 0 | Sub-assembly | Active |  | 7 | 1 |  |  |  | Item | 1 | EA | 100 | 1 | 1 | Date |  |  | 2024-09-30 15:41 |  | * | [6 empty] | 1 |  | 1 | 0.27051 |  | 0.27051 | 17.2705 |  |  | * |  |  | None | *
6 | 40-TUBE-A34414 | STL,TUBE,A36, 4 X 4 X 1/4" PIECE 40 FT LONG | 0 | Purchased Item | Active |  | 1 | 1 |  |  |  | Item | 6.7188 | FT | 100 | 1 | 6.7188 | Date |  |  | 2024-09-30 15:41 |  | * | [6 empty] | 6.7188 |  | 1 | 15 |  | 0 | 16 |  |  | * |  |  | None | *
6 | IP-61532_DOC | STL,TUBE,A36, 4 x 4 x 1/4" piece 40 ft long. | B | Reference Item - Document Management | Active |  | 99999 | 1 |  |  |  | Item | 1 | EA | 100 | 1 | 1 | Date |  |  | 2024-09-30 15:41 |  | * | [6 empty] | 1 |  | 1 |  |  | 0 | 0 | [5 empty] | None
5 | - IP-59286 | 16ga GA Jkt coil 60 | 0 | Sub-assembly | Active |  | 8 | 1 |  |  |  | Item | 1 | EA | 100 | 1 | 1 | Date |  |  | 2024-09-30 15:41 |  | * | [6 empty] | 1 |  | 1 | 0.064923 |  | 0.064923 | 7.0649 |  |  | * |  |  | None | *
6 | IP-59286_DOC | 16ga GA Jkt coil 60. | B | Reference Item - Document Management | Active |  | 99999 | 1 |  |  |  | Item | 1 | EA | 100 | 1 | 1 | Date |  |  | 2024-09-30 15:41 |  | * | [6 empty] | 1 |  | 1 |  |  | 0 | 0 | [5 empty] | None
6 | 45-GALC-0200 | STEEL,JKT,A60,16 GA,48" COIL | 0 | Purchased Item | Active |  | 100009 | 1 |  |  |  | Item | 0.181 | SFT | 100 | 1 | 0.181 | Date |  |  | 2024-10-15 13:23 |  | * |  |  | WIP_APU-1 |  |  |  | 0.181 |  | 1 | 5 |  | 0 | 6 |  |  | * |  |  | None | *
5 | - IP-59285 | 16ga GA Jkt coil 60 | 0 | Sub-assembly | Active |  | 9 | 1 |  |  |  | Item | 1 | EA | 100 | 1 | 1 | Date |  |  | 2024-09-30 15:41 |  | * | [6 empty] | 1 |  | 1 | 0.064923 |  | 0.064923 | 7.0649 |  |  | * |  |  | None | *
6 | IP-59285_DOC | 16ga GA Jkt coil 60. | B | Reference Item - Document Management | Active |  | 99999 | 1 |  |  |  | Item | 1 | EA | 100 | 1 | 1 | Date |  |  | 2024-09-30 15:41 |  | * | [6 empty] | 1 |  | 1 |  |  | 0 | 0 | [5 empty] | None
6 | 45-GALC-0200 | STEEL,JKT,A60,16 GA,48" COIL | 0 | Purchased Item | Active |  | 100009 | 1 |  |  |  | Item | 0.264 | SFT | 100 | 1 | 0.264 | Date |  |  | 2024-10-15 13:21 |  | * |  |  | WIP_APU-1 |  |  |  | 0.264 |  | 1 | 5 |  | 0 | 6 |  |  | * |  |  | None | *
5 | - IP-59284 | 16ga GA Jkt coil 60 | 0 | Sub-assembly | Active |  | 10 | 1 |  |  |  | Item | 1 | EA | 100 | 1 | 1 | Date |  |  | 2024-09-30 15:41 |  | * | [6 empty] | 1 |  | 1 | 0.064923 |  | 0.064923 | 17.0649 |  |  | * |  |  | None | *
6 | 45-GALC-0225 | STEEL,JKT,A60,16 GA,60" COIL | 0 | Purchased Item | Active |  | 1 | 1 |  |  |  | Item | 1.167 | SFT | 100 | 1 | 1.167 | Date |  |  | 2024-09-30 15:41 |  | * | [6 empty] | 1.167 |  | 1 | 15 |  | 0 | 16 |  |  | * |  |  | None | *
6 | IP-59284_DOC | 16ga GA Jkt coil 60. | B | Reference Item - Document Management | Active |  | 99999 | 1 |  |  |  | Item | 1 | EA | 100 | 1 | 1 | Date |  |  | 2024-09-30 15:41 |  | * | [6 empty] | 1 |  | 1 |  |  | 0 | 0 | [5 empty] | None
5 | - IP-59283 | 16ga GA Jkt coil 60 | 0 | Sub-assembly | Active |  | 11 | 1 |  |  |  | Item | 1 | EA | 100 | 1 | 1 | Date |  |  | 2024-09-30 15:41 |  | * | [6 empty] | 1 |  | 1 | 0.064923 |  | 0.064923 | 17.0649 |  |  | * |  |  | None | *
6 | 45-GALC-0225 | STEEL,JKT,A60,16 GA,60" COIL | 0 | Purchased Item | Active |  | 1 | 1 |  |  |  | Item | 0.181 | SFT | 100 | 1 | 0.181 | Date |  |  | 2024-09-30 15:41 |  | * | [6 empty] | 0.181 |  | 1 | 15 |  | 0 | 16 |  |  | * |  |  | None | *
6 | IP-59283_DOC | 16ga GA Jkt coil 60. | B | Reference Item - Document Management | Active |  | 99999 | 1 |  |  |  | Item | 1 | EA | 100 | 1 | 1 | Date |  |  | 2024-09-30 15:41 |  | * | [6 empty] | 1 |  | 1 |  |  | 0 | 0 | [5 empty] | None
5 | - IP-59282 | 16ga GA Jkt coil 60 | 0 | Sub-assembly | Active |  | 12 | 1 |  |  |  | Item | 1 | EA | 100 | 1 | 1 | Date |  |  | 2024-09-30 15:41 |  | * | [6 empty] | 1 |  | 1 | 0.064923 |  | 0.064923 | 51.0649 |  |  | * |  |  | None | *
6 | 45-GALC-0225 | STEEL,JKT,A60,16 GA,60" COIL | 0 | Purchased Item | Active |  | 1 | 1 |  |  |  | Item | 0.264 | SFT | 100 | 1 | 0.264 | Date |  |  | 2024-09-30 15:41 |  | * | [6 empty] | 0.264 |  | 1 | 15 |  | 0 | 16 |  |  | * |  |  | None | *
6 | IP-59282_DOC | 16ga GA Jkt coil 60. | B | Reference Item - Document Management | Active |  | 99999 | 1 |  |  |  | Item | 1 | EA | 100 | 1 | 1 | Date |  |  | 2024-09-30 15:41 |  | * | [6 empty] | 1 |  | 1 | 50 |  | 0 | 50 | [5 empty] | None
5 | - IP-59209 | 16ga GA Jkt coil 60 | 0 | Sub-assembly | Active |  | 13 | 1 |  |  |  | Item | 1 | EA | 100 | 1 | 1 | Date |  |  | 2024-09-30 15:41 |  | * | [6 empty] | 1 |  | 1 | 0.064923 |  | 0.064923 | 17.0649 |  |  | * |  |  | None | *
6 | 45-GALC-0225 | STEEL,JKT,A60,16 GA,60" COIL | 0 | Purchased Item | Active |  | 1 | 1 |  |  |  | Item | 0.115 | SFT | 100 | 1 | 0.115 | Date |  |  | 2024-09-30 15:41 |  | * | [6 empty] | 0.115 |  | 1 | 15 |  | 0 | 16 |  |  | * |  |  | None | *
6 | IP-59209_DOC | 16ga GA Jkt coil 60. | B | Reference Item - Document Management | Active |  | 99999 | 1 |  |  |  | Item | 1 | EA | 100 | 1 | 1 | Date |  |  | 2024-09-30 15:41 |  | * | [6 empty] | 1 |  | 1 | 5 |  | 0 | 5 | [5 empty] | None
5 | - IP-59208 | 16ga GA Jkt coil 60 | 0 | Sub-assembly | Active |  | 14 | 1 |  |  |  | Item | 1 | EA | 100 | 1 | 1 | Date |  |  | 2024-09-30 15:41 |  | * | [6 empty] | 1 |  | 1 | 0.064923 |  | 0.064923 | 17.0649 |  |  | * |  |  | None | *
6 | 45-GALC-0225 | STEEL,JKT,A60,16 GA,60" COIL | 0 | Purchased Item | Active |  | 1 | 1 |  |  |  | Item | 0.115 | SFT | 100 | 1 | 0.115 | Date |  |  | 2024-09-30 15:41 |  | * | [6 empty] | 0.115 |  | 1 | 15 |  | 0 | 16 |  |  | * |  |  | None | *
6 | IP-59208_DOC | 16ga GA Jkt coil 60. | B | Reference Item - Document Management | Active |  | 99999 | 1 |  |  |  | Item | 1 | EA | 100 | 1 | 1 | Date |  |  | 2024-09-30 15:41 |  | * | [6 empty] | 1 |  | 1 |  |  | 0 | 0 | [5 empty] | None
5 | - IP-59203 | 16ga GA Jkt coil 60 | 0 | Sub-assembly | Active |  | 15 | 1 |  |  |  | Item | 1 | EA | 100 | 1 | 1 | Date |  |  | 2024-09-30 15:41 |  | * | [6 empty] | 1 |  | 1 | 0.064923 |  | 0.064923 | 7.0649 |  |  | * |  |  | None | *
6 | IP-59203_DOC | 16ga GA Jkt coil 60. | B | Reference Item - Document Management | Active |  | 99999 | 1 |  |  |  | Item | 1 | EA | 100 | 1 | 1 | Date |  |  | 2024-09-30 15:41 |  | * | [6 empty] | 1 |  | 1 |  |  | 0 | 0 | [5 empty] | None
6 | 45-GALC-0200 | STEEL,JKT,A60,16 GA,48" COIL | 0 | Purchased Item | Active |  | 100009 | 1 |  |  |  | Item | 1.167 | SFT | 100 | 1 | 1.167 | Date |  |  | 2024-10-15 11:53 |  | * |  |  | WIP_APU-1 |  |  |  | 1.167 |  | 1 | 5 |  | 0 | 6 |  |  | * |  |  | None | *
5 | - IP-59202 | 16ga GA Jkt coil 60 | 0 | Sub-assembly | Active |  | 16 | 1 |  |  |  | Item | 1 | EA | 100 | 1 | 1 | Date |  |  | 2024-09-30 15:41 |  | * | [6 empty] | 1 |  | 1 | 0.064923 |  | 0.064923 | 17.0649 |  |  | * |  |  | None | *
6 | 45-GALC-0225 | STEEL,JKT,A60,16 GA,60" COIL | 0 | Purchased Item | Active |  | 1 | 1 |  |  |  | Item | 0.107 | SFT | 100 | 1 | 0.107 | Date |  |  | 2024-09-30 15:41 |  | * | [6 empty] | 0.107 |  | 1 | 15 |  | 0 | 16 |  |  | * |  |  | None | *
6 | IP-59202_DOC | 16ga GA Jkt coil 60. | B | Reference Item - Document Management | Active |  | 99999 | 1 |  |  |  | Item | 1 | EA | 100 | 1 | 1 | Date |  |  | 2024-09-30 15:41 |  | * | [6 empty] | 1 |  | 1 |  |  | 0 | 0 | [5 empty] | None
5 | - IP-59278 | 16ga GA Jkt coil 60 | 0 | Sub-assembly | Active |  | 17 | 1 |  |  |  | Item | 1 | EA | 100 | 1 | 1 | Date |  |  | 2024-09-30 15:41 |  | * | [6 empty] | 1 |  | 1 | 0.064923 |  | 0.064923 | 17.0649 |  |  | * |  |  | None | *
6 | 45-GALC-0225 | STEEL,JKT,A60,16 GA,60" COIL | 0 | Purchased Item | Active |  | 1 | 1 |  |  |  | Item | 0.144 | SFT | 100 | 1 | 0.144 | Date |  |  | 2024-09-30 15:41 |  | * | [6 empty] | 0.144 |  | 1 | 15 |  | 0 | 16 |  |  | * |  |  | None | *
6 | IP-59278_DOC | 16ga GA Jkt coil 60. | B | Reference Item - Document Management | Active |  | 99999 | 1 |  |  |  | Item | 1 | EA | 100 | 1 | 1 | Date |  |  | 2024-09-30 15:41 |  | * | [6 empty] | 1 |  | 1 |  |  | 0 | 0 | [5 empty] | None
5 | - IP-59277 | 16ga GA Jkt coil 60 | 0 | Sub-assembly | Active |  | 18 | 1 |  |  |  | Item | 1 | EA | 100 | 1 | 1 | Date |  |  | 2024-09-30 15:41 |  | * | [6 empty] | 1 |  | 1 | 0.064923 |  | 0.064923 | 17.0649 |  |  | * |  |  | None | *
6 | 45-GALC-0225 | STEEL,JKT,A60,16 GA,60" COIL | 0 | Purchased Item | Active |  | 1 | 1 |  |  |  | Item | 0.07 | SFT | 100 | 1 | 0.07 | Date |  |  | 2024-09-30 15:41 |  | * | [6 empty] | 0.07 |  | 1 | 15 |  | 0 | 16 |  |  | * |  |  | None | *
6 | IP-59277_DOC | 16ga GA Jkt coil 60. | B | Reference Item - Document Management | Active |  | 99999 | 1 |  |  |  | Item | 1 | EA | 100 | 1 | 1 | Date |  |  | 2024-09-30 15:41 |  | * | [6 empty] | 1 |  | 1 |  |  | 0 | 0 | [5 empty] | None
5 | - IP-59276 | 16ga GA Jkt coil 60 | 0 | Sub-assembly | Active |  | 19 | 1 |  |  |  | Item | 1 | EA | 100 | 1 | 1 | Date |  |  | 2024-09-30 15:41 |  | * | [6 empty] | 1 |  | 1 | 0.064923 |  | 0.064923 | 17.0649 |  |  | * |  |  | None | *
6 | 45-GALC-0225 | STEEL,JKT,A60,16 GA,60" COIL | 0 | Purchased Item | Active |  | 1 | 1 |  |  |  | Item | 0.255 | SFT | 100 | 1 | 0.255 | Date |  |  | 2024-09-30 15:41 |  | * | [6 empty] | 0.255 |  | 1 | 15 |  | 0 | 16 |  |  | * |  |  | None | *
6 | IP-59276_DOC | 16ga GA Jkt coil 60. | B | Reference Item - Document Management | Active |  | 99999 | 1 |  |  |  | Item | 1 | EA | 100 | 1 | 1 | Date |  |  | 2024-09-30 15:41 |  | * | [6 empty] | 1 |  | 1 |  |  | 0 | 0 | [5 empty] | None
5 | - IP-59275 | 16ga GA Jkt coil 60 | 0 | Sub-assembly | Active |  | 20 | 1 |  |  |  | Item | 1 | EA | 100 | 1 | 1 | Date |  |  | 2024-09-30 15:41 |  | * | [6 empty] | 1 |  | 1 | 0.064923 |  | 0.064923 | 7.0649 |  |  | * |  |  | None | *
6 | IP-59275_DOC | 16ga GA Jkt coil 60. | B | Reference Item - Document Management | Active |  | 99999 | 1 |  |  |  | Item | 1 | EA | 100 | 1 | 1 | Date |  |  | 2024-09-30 15:41 |  | * | [6 empty] | 1 |  | 1 |  |  | 0 | 0 | [5 empty] | None
6 | 45-GALC-0200 | STEEL,JKT,A60,16 GA,48" COIL | 0 | Purchased Item | Active |  | 100009 | 1 |  |  |  | Item | 0.057 | SFT | 100 | 1 | 0.057 | Date |  |  | 2024-10-15 11:59 |  | * |  |  | WIP_APU-1 |  |  |  | 0.057 |  | 1 | 5 |  | 0 | 6 |  |  | * |  |  | None | *
5 | - IP-59274 | 16ga GA Jkt coil 60 | 0 | Sub-assembly | Active |  | 21 | 1 |  |  |  | Item | 1 | EA | 100 | 1 | 1 | Date |  |  | 2024-09-30 15:41 |  | * | [6 empty] | 1 |  | 1 | 0.064923 |  | 0.064923 | 17.0649 |  |  | * |  |  | None | *
6 | 45-GALC-0225 | STEEL,JKT,A60,16 GA,60" COIL | 0 | Purchased Item | Active |  | 1 | 1 |  |  |  | Item | 0.057 | SFT | 100 | 1 | 0.057 | Date |  |  | 2024-09-30 15:41 |  | * | [6 empty] | 0.057 |  | 1 | 15 |  | 0 | 16 |  |  | * |  |  | None | *
6 | IP-59274_DOC | 16ga GA Jkt coil 60. | B | Reference Item - Document Management | Active |  | 99999 | 1 |  |  |  | Item | 1 | EA | 100 | 1 | 1 | Date |  |  | 2024-09-30 15:41 |  | * | [6 empty] | 1 |  | 1 |  |  | 0 | 0 | [5 empty] | None
5 | - IP-59273 | 16ga GA Jkt coil 60 | 0 | Sub-assembly | Active |  | 22 | 1 |  |  |  | Item | 1 | EA | 100 | 1 | 1 | Date |  |  | 2024-09-30 15:41 |  | * | [6 empty] | 1 |  | 1 | 0.064923 |  | 0.064923 | 17.0649 |  |  | * |  |  | None | *
6 | 45-GALC-0225 | STEEL,JKT,A60,16 GA,60" COIL | 0 | Purchased Item | Active |  | 1 | 1 |  |  |  | Item | 0.07 | SFT | 100 | 1 | 0.07 | Date |  |  | 2024-09-30 15:41 |  | * | [6 empty] | 0.07 |  | 1 | 15 |  | 0 | 16 |  |  | * |  |  | None | *
6 | IP-59273_DOC | 16ga GA Jkt coil 60. | B | Reference Item - Document Management | Active |  | 99999 | 1 |  |  |  | Item | 1 | EA | 100 | 1 | 1 | Date |  |  | 2024-09-30 15:41 |  | * | [6 empty] | 1 |  | 1 | 10 |  | 0 | 10 | [5 empty] | None
5 | - IP-59272 | 16ga GA Jkt coil 60 | 0 | Sub-assembly | Active |  | 23 | 1 |  |  |  | Item | 1 | EA | 100 | 1 | 1 | Date |  |  | 2024-09-30 15:41 |  | * | [6 empty] | 1 |  | 1 | 0.064923 |  | 0.064923 | 17.0649 |  |  | * |  |  | None | *
6 | 45-GALC-0225 | STEEL,JKT,A60,16 GA,60" COIL | 0 | Purchased Item | Active |  | 1 | 1 |  |  |  | Item | 0.255 | SFT | 100 | 1 | 0.255 | Date |  |  | 2024-09-30 15:41 |  | * | [6 empty] | 0.255 |  | 1 | 15 |  | 0 | 16 |  |  | * |  |  | None | *
6 | IP-59272_DOC | 16ga GA Jkt coil 60. | B | Reference Item - Document Management | Active |  | 99999 | 1 |  |  |  | Item | 1 | EA | 100 | 1 | 1 | Date |  |  | 2024-09-30 15:41 |  | * | [6 empty] | 1 |  | 1 |  |  | 0 | 0 | [5 empty] | None
5 | - IP-59279 | 16ga GA Jkt coil 60 | 0 | Sub-assembly | Active |  | 24 | 1 |  |  |  | Item | 1 | EA | 100 | 1 | 1 | Date |  |  | 2024-09-30 15:41 |  | * | [6 empty] | 1 |  | 1 | 0.064923 |  | 0.064923 | 7.0649 |  |  | * |  |  | None | *
6 | IP-59279_DOC | 16ga GA Jkt coil 60. | B | Reference Item - Document Management | Active |  | 99999 | 1 |  |  |  | Item | 1 | EA | 100 | 1 | 1 | Date |  |  | 2024-09-30 15:41 |  | * | [6 empty] | 1 |  | 1 |  |  | 0 | 0 | [5 empty] | None
6 | 45-GALC-0200 | STEEL,JKT,A60,16 GA,48" COIL | 0 | Purchased Item | Active |  | 100009 | 1 |  |  |  | Item | 0.144 | SFT | 100 | 1 | 0.144 | Date |  |  | 2024-10-15 11:46 |  | * |  |  | WIP_APU-1 |  |  |  | 0.144 |  | 1 | 5 |  | 0 | 6 |  |  | * |  |  | None | *
5 | - IP-54935 | 72x120 1/4 HOT ROLLED STEEL | 0 | Sub-assembly | Active |  | 25 | 1 |  |  |  | Item | 1 | EA | 100 | 1 | 1 | Date |  |  | 2024-09-30 15:41 |  | * | [6 empty] | 1 |  | 1 | 0.18936 |  | 0.18936 | 51.1894 |  |  | * |  |  | None | *
6 | 45-HOTR-0250 | 72X120 1/4 HOT ROLLED STEEL | 0 | Purchased Item | Active |  | 1 | 1 |  |  |  | Item | 0.104 | SFT | 100 | 1 | 0.104 | Date |  |  | 2024-09-30 15:41 |  | * | [6 empty] | 0.104 |  | 1 | 20 |  | 0 | 21 |  |  | * |  |  | None | *
6 | IP-54935_DOC | 72x120 1/4 HOT ROLLED STEEL. | B | Reference Item - Document Management | Active |  | 99999 | 1 |  |  |  | Item | 1 | EA | 100 | 1 | 1 | Date |  |  | 2024-09-30 15:41 |  | * | [6 empty] | 1 |  | 1 | 50 |  | 0 | 50 | [5 empty] | None
5 | - IP-54779 | Structural Angle- Black Steel-2.0- in.W x 03.00 in.H x 0.25 in.T | 0 | Sub-assembly | Active |  | 26 | 1 |  |  |  | Item | 12 | EA | 100 | 1 | 12 | Date |  |  | 2024-09-30 15:41 |  | * | [6 empty] | 12 |  | 1 | 0.27051 |  | 0.27051 | 17.2705 |  |  | * |  |  | None | *
6 | 40-AN-2314 | 2x3x1/4 | 0 | Purchased Item | Active |  | 1 | 1 |  |  |  | Item | 0.25 | FT | 100 | 1 | 3 | Date |  |  | 2024-09-30 15:41 |  | * | [6 empty] | 3 |  | 1 | 15 |  | 0 | 16 |  |  | * |  |  | None | *
6 | IP-54779_DOC | Structural Angle- Black Steel-2.0- in.W x 03.00 in.H x 0.25 in.T. | C | Reference Item - Document Management | Active |  | 99999 | 1 |  |  |  | Item | 1 | EA | 100 | 1 | 12 | Date |  |  | 2024-09-30 15:41 |  | * | [6 empty] | 12 |  | 1 |  |  | 0 | 0 | [5 empty] | None
5 | - IP-60340 | STL,TUBE,A36, 6 x 2 x 1/4" piece 40 ft long | 0 | Sub-assembly | Active |  | 27 | 1 |  |  |  | Item | 1 | EA | 100 | 1 | 1 | Date |  |  | 2024-09-30 15:41 |  | * | [6 empty] | 1 |  | 1 | 0.27051 |  | 0.27051 | 32.2705 |  |  | * |  |  | None | *
6 | 40-TUBE-A36214 | STL,TUBE,A36, 6 X 2 X 1/4" PIECE 40 FT LONG | 0 | Purchased Item | Active |  | 1 | 1 |  |  |  | Item | 2.9271 | FT | 100 | 1 | 2.9271 | Date |  |  | 2024-09-30 15:41 |  | * | [6 empty] | 2.9271 |  | 1 | 30 |  | 0 | 31 |  |  | * |  |  | None | *
6 | IP-60340_DOC | STL,TUBE,A36, 6 x 2 x 1/4" piece 40 ft long. | B | Reference Item - Document Management | Active |  | 99999 | 1 |  |  |  | Item | 1 | EA | 100 | 1 | 1 | Date |  |  | 2024-09-30 15:41 |  | * | [6 empty] | 1 |  | 1 |  |  | 0 | 0 | [5 empty] | None
5 | - IP-60341 | STL,TUBE,A36, 4 x 2 x 1/4" piece 40 ft long | 0 | Sub-assembly | Active |  | 28 | 1 |  |  |  | Item | 1 | EA | 100 | 1 | 1 | Date |  |  | 2024-09-30 15:41 |  | * | [6 empty] | 1 |  | 1 | 0 |  | 0 | 17 |  |  | * |  |  | None | *
6 | 40-TUBE-A32414 | STL,TUBE,A36, 4 X 2 X 1/4" PIECE 40 FT LONG | 0 | Purchased Item | Active |  | 1 | 1 |  |  |  | Item | 2.9271 | FT | 100 | 1 | 2.9271 | Date |  |  | 2024-09-30 15:41 |  | * | [6 empty] | 2.9271 |  | 1 | 15 |  | 0 | 16 |  |  | * |  |  | None | *
6 | IP-60341_DOC | STL,TUBE,A36, 4 x 2 x 1/4" piece 40 ft long. | B | Reference Item - Document Management | Active |  | 99999 | 1 |  |  |  | Item | 1 | EA | 100 | 1 | 1 | Date |  |  | 2024-09-30 15:41 |  | * | [6 empty] | 1 |  | 1 |  |  | 0 | 0 | [5 empty] | None
5 | - IP-59267 | 16ga GA Jkt coil 60 | 0 | Sub-assembly | Active |  | 29 | 1 |  |  |  | Item | 1 | EA | 100 | 1 | 1 | Date |  |  | 2024-09-30 15:41 |  | * | [6 empty] | 1 |  | 1 | 0.27051 |  | 0.27051 | 17.2705 |  |  | * |  |  | None | *
6 | 45-GALC-0225 | STEEL,JKT,A60,16 GA,60" COIL | 0 | Purchased Item | Active |  | 1 | 1 |  |  |  | Item | 0.176 | SFT | 100 | 1 | 0.176 | Date |  |  | 2024-09-30 15:41 |  | * | [6 empty] | 0.176 |  | 1 | 15 |  | 0 | 16 |  |  | * |  |  | None | *
6 | IP-59267_DOC | 16ga GA Jkt coil 60. | B | Reference Item - Document Management | Active |  | 99999 | 1 |  |  |  | Item | 1 | EA | 100 | 1 | 1 | Date |  |  | 2024-09-30 15:41 |  | * | [6 empty] | 1 |  | 1 |  |  | 0 | 0 | [5 empty] | None
5 | - IP-59266 | 16ga GA Jkt coil 60 | 0 | Sub-assembly | Active |  | 30 | 1 |  |  |  | Item | 1 | EA | 100 | 1 | 1 | Date |  |  | 2024-09-30 15:41 |  | * | [6 empty] | 1 |  | 1 | 0.064923 |  | 0.064923 | 17.0649 |  |  | * |  |  | None | *
6 | 45-GALC-0225 | STEEL,JKT,A60,16 GA,60" COIL | 0 | Purchased Item | Active |  | 1 | 1 |  |  |  | Item | 0.202 | SFT | 100 | 1 | 0.202 | Date |  |  | 2024-09-30 15:41 |  | * | [6 empty] | 0.202 |  | 1 | 15 |  | 0 | 16 |  |  | * |  |  | None | *
6 | IP-59266_DOC | 16ga GA Jkt coil 60. | B | Reference Item - Document Management | Active |  | 99999 | 1 |  |  |  | Item | 1 | EA | 100 | 1 | 1 | Date |  |  | 2024-09-30 15:41 |  | * | [6 empty] | 1 |  | 1 |  |  | 0 | 0 | [5 empty] | None
5 | - IP-59265 | 16ga GA Jkt coil 60 | 0 | Sub-assembly | Active |  | 31 | 1 |  |  |  | Item | 1 | EA | 100 | 1 | 1 | Date |  |  | 2024-09-30 15:41 |  | * | [6 empty] | 1 |  | 1 | 0.064923 |  | 0.064923 | 17.0649 |  |  | * |  |  | None | *
6 | 45-GALC-0225 | STEEL,JKT,A60,16 GA,60" COIL | 0 | Purchased Item | Active |  | 1 | 1 |  |  |  | Item | 0.173 | SFT | 100 | 1 | 0.173 | Date |  |  | 2024-09-30 15:41 |  | * | [6 empty] | 0.173 |  | 1 | 15 |  | 0 | 16 |  |  | * |  |  | None | *
6 | IP-59265_DOC | 16ga GA Jkt coil 60. | B | Reference Item - Document Management | Active |  | 99999 | 1 |  |  |  | Item | 1 | EA | 100 | 1 | 1 | Date |  |  | 2024-09-30 15:41 |  | * | [6 empty] | 1 |  | 1 |  |  | 0 | 0 | [5 empty] | None
5 | - IP-59264 | 16ga GA Jkt coil 60 | 0 | Sub-assembly | Active |  | 32 | 1 |  |  |  | Item | 1 | EA | 100 | 1 | 1 | Date |  |  | 2024-09-30 15:41 |  | * | [6 empty] | 1 |  | 1 | 0.064923 |  | 0.064923 | 17.0649 |  |  | * |  |  | None | *
6 | 45-GALC-0225 | STEEL,JKT,A60,16 GA,60" COIL | 0 | Purchased Item | Active |  | 1 | 1 |  |  |  | Item | 0.176 | SFT | 100 | 1 | 0.176 | Date |  |  | 2024-09-30 15:41 |  | * | [6 empty] | 0.176 |  | 1 | 15 |  | 0 | 16 |  |  | * |  |  | None | *
6 | IP-59264_DOC | 16ga GA Jkt coil 60. | B | Reference Item - Document Management | Active |  | 99999 | 1 |  |  |  | Item | 1 | EA | 100 | 1 | 1 | Date |  |  | 2024-09-30 15:41 |  | * | [6 empty] | 1 |  | 1 | 10 |  | 0 | 10 | [5 empty] | None
5 | - IP-59263 | 16ga GA Jkt coil 60 | 0 | Sub-assembly | Active |  | 33 | 1 |  |  |  | Item | 1 | EA | 100 | 1 | 1 | Date |  |  | 2024-09-30 15:41 |  | * | [6 empty] | 1 |  | 1 | 0.064923 |  | 0.064923 | 17.0649 |  |  | * |  |  | None | *
6 | 45-GALC-0225 | STEEL,JKT,A60,16 GA,60" COIL | 0 | Purchased Item | Active |  | 1 | 1 |  |  |  | Item | 0.32 | SFT | 100 | 1 | 0.32 | Date |  |  | 2024-09-30 15:41 |  | * | [6 empty] | 0.32 |  | 1 | 15 |  | 0 | 16 |  |  | * |  |  | None | *
6 | IP-59263_DOC | 16ga GA Jkt coil 60. | B | Reference Item - Document Management | Active |  | 99999 | 1 |  |  |  | Item | 1 | EA | 100 | 1 | 1 | Date |  |  | 2024-09-30 15:41 |  | * | [6 empty] | 1 |  | 1 |  |  | 0 | 0 | [5 empty] | None
5 | - IP-59262 | 16ga GA Jkt coil 60 | 0 | Sub-assembly | Active |  | 34 | 1 |  |  |  | Item | 1 | EA | 100 | 1 | 1 | Date |  |  | 2024-09-30 15:41 |  | * | [6 empty] | 1 |  | 1 | 0.064923 |  | 0.064923 | 17.0649 |  |  | * |  |  | None | *
6 | 45-GALC-0225 | STEEL,JKT,A60,16 GA,60" COIL | 0 | Purchased Item | Active |  | 1 | 1 |  |  |  | Item | 0.29 | SFT | 100 | 1 | 0.29 | Date |  |  | 2024-09-30 15:41 |  | * | [6 empty] | 0.29 |  | 1 | 15 |  | 0 | 16 |  |  | * |  |  | None | *
6 | IP-59262_DOC | 16ga GA Jkt coil 60. | B | Reference Item - Document Management | Active |  | 99999 | 1 |  |  |  | Item | 1 | EA | 100 | 1 | 1 | Date |  |  | 2024-09-30 15:41 |  | * | [6 empty] | 1 |  | 1 |  |  | 0 | 0 | [5 empty] | None
5 | - IP-59261 | 16ga GA Jkt coil 60 | 0 | Sub-assembly | Active |  | 35 | 1 |  |  |  | Item | 1 | EA | 100 | 1 | 1 | Date |  |  | 2024-09-30 15:41 |  | * | [6 empty] | 1 |  | 1 | 0.064923 |  | 0.064923 | 11.0649 |  |  | * |  |  | None | *
6 | IP-59261_DOC | 16ga GA Jkt coil 60. | B | Reference Item - Document Management | Active |  | 99999 | 1 |  |  |  | Item | 1 | EA | 100 | 1 | 1 | Date |  |  | 2024-09-30 15:41 |  | * | [6 empty] | 1 |  | 1 | 10 |  | 0 | 10 | [5 empty] | None
6 | 45-GALC-0200 | STEEL,JKT,A60,16 GA,48" COIL | 0 | Purchased Item | Active |  | 100009 | 1 |  |  |  | Item | 0.31 | SFT | 100 | 1 | 0.31 | Date |  |  | 2024-10-15 11:51 |  | * |  |  | WIP_APU-1 |  |  |  | 0.31 |  | 1 | 5 |  | 0 | 6 |  |  | * |  |  | None | *
5 | - IP-59269 | 16ga GA Jkt coil 60 | 0 | Sub-assembly | Active |  | 36 | 1 |  |  |  | Item | 1 | EA | 100 | 1 | 1 | Date |  |  | 2024-09-30 15:41 |  | * | [6 empty] | 1 |  | 1 | 0.064923 |  | 0.064923 | 17.0649 |  |  | * |  |  | None | *
6 | 45-GALC-0225 | STEEL,JKT,A60,16 GA,60" COIL | 0 | Purchased Item | Active |  | 1 | 1 |  |  |  | Item | 0.202 | SFT | 100 | 1 | 0.202 | Date |  |  | 2024-09-30 15:41 |  | * | [6 empty] | 0.202 |  | 1 | 15 |  | 0 | 16 |  |  | * |  |  | None | *
6 | IP-59269_DOC | 16ga GA Jkt coil 60. | B | Reference Item - Document Management | Active |  | 99999 | 1 |  |  |  | Item | 1 | EA | 100 | 1 | 1 | Date |  |  | 2024-09-30 15:41 |  | * | [6 empty] | 1 |  | 1 |  |  | 0 | 0 | [5 empty] | None
5 | - IP-59268 | 16ga GA Jkt coil 60 | 0 | Sub-assembly | Active |  | 37 | 1 |  |  |  | Item | 1 | EA | 100 | 1 | 1 | Date |  |  | 2024-09-30 15:41 |  | * | [6 empty] | 1 |  | 1 | 0.064923 |  | 0.064923 | 17.0649 |  |  | * |  |  | None | *
6 | 45-GALC-0225 | STEEL,JKT,A60,16 GA,60" COIL | 0 | Purchased Item | Active |  | 1 | 1 |  |  |  | Item | 0.173 | SFT | 100 | 1 | 0.173 | Date |  |  | 2024-09-30 15:41 |  | * | [6 empty] | 0.173 |  | 1 | 15 |  | 0 | 16 |  |  | * |  |  | None | *
6 | IP-59268_DOC | 16ga GA Jkt coil 60. | B | Reference Item - Document Management | Active |  | 99999 | 1 |  |  |  | Item | 1 | EA | 100 | 1 | 1 | Date |  |  | 2024-09-30 15:41 |  | * | [6 empty] | 1 |  | 1 |  |  | 0 | 0 | [5 empty] | None
5 | - IP-59256 | 16ga GA Jkt coil 60 | 0 | Sub-assembly | Active |  | 38 | 1 |  |  |  | Item | 1 | EA | 100 | 1 | 1 | Date |  |  | 2024-09-30 15:41 |  | * | [6 empty] | 1 |  | 1 | 0.064923 |  | 0.064923 | 17.0649 |  |  | * |  |  | None | *
6 | 45-GALC-0225 | STEEL,JKT,A60,16 GA,60" COIL | 0 | Purchased Item | Active |  | 1 | 1 |  |  |  | Item | 0.205 | SFT | 100 | 1 | 0.205 | Date |  |  | 2024-09-30 15:41 |  | * | [6 empty] | 0.205 |  | 1 | 15 |  | 0 | 16 |  |  | * |  |  | None | *
6 | IP-59256_DOC | 16ga GA Jkt coil 60. | B | Reference Item - Document Management | Active |  | 99999 | 1 |  |  |  | Item | 1 | EA | 100 | 1 | 1 | Date |  |  | 2024-09-30 15:41 |  | * | [6 empty] | 1 |  | 1 | 5 |  | 0 | 5 | [5 empty] | None
5 | - IP-59253 | 16ga GA Jkt coil 60 | 0 | Sub-assembly | Active |  | 39 | 1 |  |  |  | Item | 1 | EA | 100 | 1 | 1 | Date |  |  | 2024-09-30 15:41 |  | * | [6 empty] | 1 |  | 1 | 0.064923 |  | 0.064923 | 17.0649 |  |  | * |  |  | None | *
6 | 45-GALC-0225 | STEEL,JKT,A60,16 GA,60" COIL | 0 | Purchased Item | Active |  | 1 | 1 |  |  |  | Item | 1.167 | SFT | 100 | 1 | 1.167 | Date |  |  | 2024-09-30 15:41 |  | * | [6 empty] | 1.167 |  | 1 | 15 |  | 0 | 16 |  |  | * |  |  | None | *
6 | IP-59253_DOC | 16ga GA Jkt coil 60. | B | Reference Item - Document Management | Active |  | 99999 | 1 |  |  |  | Item | 1 | EA | 100 | 1 | 1 | Date |  |  | 2024-09-30 15:41 |  | * | [6 empty] | 1 |  | 1 |  |  | 0 | 0 | [5 empty] | None
5 | - IP-59252 | 16ga GA Jkt coil 60 | 0 | Sub-assembly | Active |  | 40 | 1 |  |  |  | Item | 1 | EA | 100 | 1 | 1 | Date |  |  | 2024-09-30 15:41 |  | * | [6 empty] | 1 |  | 1 | 0.064923 |  | 0.064923 | 51.0649 |  |  | * |  |  | None | *
6 | 45-GALC-0225 | STEEL,JKT,A60,16 GA,60" COIL | 0 | Purchased Item | Active |  | 1 | 1 |  |  |  | Item | 0.19 | SFT | 100 | 1 | 0.19 | Date |  |  | 2024-09-30 15:41 |  | * | [6 empty] | 0.19 |  | 1 | 15 |  | 0 | 16 |  |  | * |  |  | None | *
6 | IP-59252_DOC | 16ga GA Jkt coil 60. | B | Reference Item - Document Management | Active |  | 99999 | 1 |  |  |  | Item | 1 | EA | 100 | 1 | 1 | Date |  |  | 2024-09-30 15:41 |  | * | [6 empty] | 1 |  | 1 | 50 |  | 0 | 50 | [5 empty] | None
5 | - IP-59251 | 16ga GA Jkt coil 60 | 0 | Sub-assembly | Active |  | 41 | 1 |  |  |  | Item | 1 | EA | 100 | 1 | 1 | Date |  |  | 2024-09-30 15:41 |  | * | [6 empty] | 1 |  | 1 | 0.064923 |  | 0.064923 | 7.0649 |  |  | * |  |  | None | *
6 | IP-59251_DOC | 16ga GA Jkt coil 60. | B | Reference Item - Document Management | Active |  | 99999 | 1 |  |  |  | Item | 1 | EA | 100 | 1 | 1 | Date |  |  | 2024-09-30 15:41 |  | * | [6 empty] | 1 |  | 1 |  |  | 0 | 0 | [5 empty] | None
6 | 45-GALC-0200 | STEEL,JKT,A60,16 GA,48" COIL | 0 | Purchased Item | Active |  | 100009 | 1 |  |  |  | Item | 0.108 | SFT | 100 | 1 | 0.108 | Date |  |  | 2024-10-15 13:10 |  | * |  |  | WIP_APU-1 |  |  |  | 0.108 |  | 1 | 5 |  | 0 | 6 |  |  | * |  |  | None | *
5 | - IP-59250 | 16ga GA Jkt coil 60 | 0 | Sub-assembly | Active |  | 42 | 1 |  |  |  | Item | 1 | EA | 100 | 1 | 1 | Date |  |  | 2024-09-30 15:41 |  | * | [6 empty] | 1 |  | 1 | 0.064923 |  | 0.064923 | 17.0649 |  |  | * |  |  | None | *
6 | 45-GALC-0225 | STEEL,JKT,A60,16 GA,60" COIL | 0 | Purchased Item | Active |  | 1 | 1 |  |  |  | Item | 0.076 | SFT | 100 | 1 | 0.076 | Date |  |  | 2024-09-30 15:41 |  | * | [6 empty] | 0.076 |  | 1 | 15 |  | 0 | 16 |  |  | * |  |  | None | *
6 | IP-59250_DOC | 16ga GA Jkt coil 60. | B | Reference Item - Document Management | Active |  | 99999 | 1 |  |  |  | Item | 1 | EA | 100 | 1 | 1 | Date |  |  | 2024-09-30 15:41 |  | * | [6 empty] | 1 |  | 1 |  |  | 0 | 0 | [5 empty] | None
5 | - IP-59258 | 16ga GA Jkt coil 60 | 0 | Sub-assembly | Active |  | 43 | 1 |  |  |  | Item | 1 | EA | 100 | 1 | 1 | Date |  |  | 2024-09-30 15:41 |  | * | [6 empty] | 1 |  | 1 | 0.064923 |  | 0.064923 | 17.0649 |  |  | * |  |  | None | *
6 | 45-GALC-0225 | STEEL,JKT,A60,16 GA,60" COIL | 0 | Purchased Item | Active |  | 1 | 1 |  |  |  | Item | 0.205 | SFT | 100 | 1 | 0.205 | Date |  |  | 2024-09-30 15:41 |  | * | [6 empty] | 0.205 |  | 1 | 15 |  | 0 | 16 |  |  | * |  |  | None | *
6 | IP-59258_DOC | 16ga GA Jkt coil 60. | B | Reference Item - Document Management | Active |  | 99999 | 1 |  |  |  | Item | 1 | EA | 100 | 1 | 1 | Date |  |  | 2024-09-30 15:41 |  | * | [6 empty] | 1 |  | 1 |  |  | 0 | 0 | [5 empty] | None
5 | - IP-59257 | 16ga GA Jkt coil 60 | 0 | Sub-assembly | Active |  | 44 | 1 |  |  |  | Item | 1 | EA | 100 | 1 | 1 | Date |  |  | 2024-09-30 15:41 |  | * | [6 empty] | 1 |  | 1 | 0.064923 |  | 0.064923 | 21.0649 |  |  | * |  |  | None | *
6 | 45-GALC-0225 | STEEL,JKT,A60,16 GA,60" COIL | 0 | Purchased Item | Active |  | 1 | 1 |  |  |  | Item | 0.29 | SFT | 100 | 1 | 0.29 | Date |  |  | 2024-09-30 15:41 |  | * | [6 empty] | 0.29 |  | 1 | 15 |  | 0 | 16 |  |  | * |  |  | None | *
6 | IP-59257_DOC | 16ga GA Jkt coil 60. | B | Reference Item - Document Management | Active |  | 99999 | 1 |  |  |  | Item | 1 | EA | 100 | 1 | 1 | Date |  |  | 2024-09-30 15:41 |  | * | [6 empty] | 1 |  | 1 | 20 |  | 0 | 20 | [5 empty] | None
5 | - IP-58035 | 14ga GA Jkt coil 60 | 0 | Sub-assembly | Active |  | 45 | 1 |  |  |  | Item | 4 | EA | 100 | 1 | 4 | Date |  |  | 2024-09-30 15:41 |  | * | [6 empty] | 4 |  | 1 | 0.064923 |  | 0.064923 | 17.0649 |  |  | * |  |  | None | *
6 | 45-GALC-0505 | STEEL,JKT,A60,14 GA,60" COIL | 0 | Purchased Item | Active |  | 1 | 1 |  |  |  | Item | 1.336 | SFT | 100 | 1 | 5.344 | Date |  |  | 2024-09-30 15:41 |  | * | [6 empty] | 5.344 |  | 1 | 15 |  | 0 | 16 |  |  | * |  |  | None | *
6 | IP-58035_DOC | 14ga GA Jkt coil 60. | B | Reference Item - Document Management | Active |  | 99999 | 1 |  |  |  | Item | 1 | EA | 100 | 1 | 4 | Date |  |  | 2024-09-30 15:41 |  | * | [6 empty] | 4 |  | 1 |  |  | 0 | 0 | [5 empty] | None
5 | - IP-59245 | 16ga GA Jkt coil 60 | 0 | Sub-assembly | Active |  | 46 | 1 |  |  |  | Item | 1 | EA | 100 | 1 | 1 | Date |  |  | 2024-09-30 15:41 |  | * | [6 empty] | 1 |  | 1 | 0.064923 |  | 0.064923 | 7.0649 |  |  | * |  |  | None | *
6 | IP-59245_DOC | 16ga GA Jkt coil 60. | B | Reference Item - Document Management | Active |  | 99999 | 1 |  |  |  | Item | 1 | EA | 100 | 1 | 1 | Date |  |  | 2024-09-30 15:41 |  | * | [6 empty] | 1 |  | 1 |  |  | 0 | 0 | [5 empty] | None
6 | 45-GALC-0200 | STEEL,JKT,A60,16 GA,48" COIL | 0 | Purchased Item | Active |  | 100009 | 1 |  |  |  | Item | 0.107 | SFT | 100 | 1 | 0.107 | Date |  |  | 2024-10-15 12:01 |  | * |  |  | WIP_APU-1 |  |  |  | 0.107 |  | 1 | 5 |  | 0 | 6 |  |  | * |  |  | None | *
5 | - IP-58034 | 14ga GA Jkt coil 60 | 0 | Sub-assembly | Active |  | 47 | 1 |  |  |  | Item | 4 | EA | 100 | 1 | 4 | Date |  |  | 2024-09-30 15:41 |  | * | [6 empty] | 4 |  | 1 | 0.064923 |  | 0.064923 | 7.0649 |  |  | * |  |  | None | *
6 | IP-58034_DOC | 14ga GA Jkt coil 60. | B | Reference Item - Document Management | Active |  | 99999 | 1 |  |  |  | Item | 1 | EA | 100 | 1 | 4 | Date |  |  | 2024-09-30 15:41 |  | * | [6 empty] | 4 |  | 1 |  |  | 0 | 0 | [5 empty] | None
6 | 45-GALC-0500 | SHEET METAL-SOLID-GALVANNEAL A60-14GA. - COIL 48" WIDE | 0 | Purchased Item | Active |  | 100009 | 1 |  |  |  | Item | 0.554 | SFT | 100 | 1 | 2.216 | Date |  |  | 2024-10-15 12:47 |  | * |  |  | WIP_APU-1 |  |  |  | 2.216 |  | 1 | 5 |  | 0 | 6 |  |  | * |  |  | None | *
5 | - IP-59244 | 16ga GA Jkt coil 60 | 0 | Sub-assembly | Active |  | 48 | 1 |  |  |  | Item | 1 | EA | 100 | 1 | 1 | Date |  |  | 2024-09-30 15:41 |  | * | [6 empty] | 1 |  | 1 | 0.064923 |  | 0.064923 | 17.0649 |  |  | * |  |  | None | *
6 | 45-GALC-0225 | STEEL,JKT,A60,16 GA,60" COIL | 0 | Purchased Item | Active |  | 1 | 1 |  |  |  | Item | 0.076 | SFT | 100 | 1 | 0.076 | Date |  |  | 2024-09-30 15:41 |  | * | [6 empty] | 0.076 |  | 1 | 15 |  | 0 | 16 |  |  | * |  |  | None | *
6 | IP-59244_DOC | 16ga GA Jkt coil 60. | B | Reference Item - Document Management | Active |  | 99999 | 1 |  |  |  | Item | 1 | EA | 100 | 1 | 1 | Date |  |  | 2024-09-30 15:41 |  | * | [6 empty] | 1 |  | 1 |  |  | 0 | 0 | [5 empty] | None
5 | - IP-59243 | 16ga GA Jkt coil 60 | 0 | Sub-assembly | Active |  | 49 | 1 |  |  |  | Item | 1 | EA | 100 | 1 | 1 | Date |  |  | 2024-09-30 15:41 |  | * | [6 empty] | 1 |  | 1 | 0.064923 |  | 0.064923 | 41.0649 |  |  | * |  |  | None | *
6 | 45-GALC-0225 | STEEL,JKT,A60,16 GA,60" COIL | 0 | Purchased Item | Active |  | 1 | 1 |  |  |  | Item | 0.189 | SFT | 100 | 1 | 0.189 | Date |  |  | 2024-09-30 15:41 |  | * | [6 empty] | 0.189 |  | 1 | 15 |  | 0 | 16 |  |  | * |  |  | None | *
6 | IP-59243_DOC | 16ga GA Jkt coil 60. | B | Reference Item - Document Management | Active |  | 99999 | 1 |  |  |  | Item | 1 | EA | 100 | 1 | 1 | Date |  |  | 2024-09-30 15:41 |  | * | [6 empty] | 1 |  | 1 | 40 |  | 0 | 40 | [5 empty] | None
5 | - IP-58031 | 14ga GA Jkt coil 60 | 0 | Sub-assembly | Active |  | 50 | 1 |  |  |  | Item | 1 | EA | 100 | 1 | 1 | Date |  |  | 2024-09-30 15:41 |  | * | [6 empty] | 1 |  | 1 | 0.064923 |  | 0.064923 | 17.0649 |  |  | * |  |  | None | *
6 | 45-GALC-0505 | STEEL,JKT,A60,14 GA,60" COIL | 0 | Purchased Item | Active |  | 1 | 1 |  |  |  | Item | 0.366 | SFT | 100 | 1 | 0.366 | Date |  |  | 2024-09-30 15:41 |  | * | [6 empty] | 0.366 |  | 1 | 15 |  | 0 | 16 |  |  | * |  |  | None | *
6 | IP-58031_DOC | 14ga GA Jkt coil 60. | B | Reference Item - Document Management | Active |  | 99999 | 1 |  |  |  | Item | 1 | EA | 100 | 1 | 1 | Date |  |  | 2024-09-30 15:41 |  | * | [6 empty] | 1 |  | 1 |  |  | 0 | 0 | [5 empty] | None
5 | - IP-59240 | 16ga GA Jkt coil 60 | 0 | Sub-assembly | Active |  | 51 | 1 |  |  |  | Item | 1 | EA | 100 | 1 | 1 | Date |  |  | 2024-09-30 15:41 |  | * | [6 empty] | 1 |  | 1 | 0.064923 |  | 0.064923 | 17.0649 |  |  | * |  |  | None | *
6 | 45-GALC-0225 | STEEL,JKT,A60,16 GA,60" COIL | 0 | Purchased Item | Active |  | 1 | 1 |  |  |  | Item | 0.588 | SFT | 100 | 1 | 0.588 | Date |  |  | 2024-09-30 15:41 |  | * | [6 empty] | 0.588 |  | 1 | 15 |  | 0 | 16 |  |  | * |  |  | None | *
6 | IP-59240_DOC | 16ga GA Jkt coil 60. | B | Reference Item - Document Management | Active |  | 99999 | 1 |  |  |  | Item | 1 | EA | 100 | 1 | 1 | Date |  |  | 2024-09-30 15:41 |  | * | [6 empty] | 1 |  | 1 |  |  | 0 | 0 | [5 empty] | None
5 | - IP-54873 | STL,TUBE,A36, 4 x 2 x 1/4" piece 40 ft long | 0 | Sub-assembly | Active |  | 52 | 1 |  |  |  | Item | 1 | EA | 100 | 1 | 1 | Date |  |  | 2024-09-30 15:41 |  | * | [6 empty] | 1 |  | 1 | 0.27051 |  | 0.27051 | 41.2705 |  |  | * |  |  | None | *
6 | 40-TUBE-A32414 | STL,TUBE,A36, 4 X 2 X 1/4" PIECE 40 FT LONG | 0 | Purchased Item | Active |  | 1 | 1 |  |  |  | Item | 3.2604 | FT | 100 | 1 | 3.2604 | Date |  |  | 2024-09-30 15:41 |  | * | [6 empty] | 3.2604 |  | 1 | 15 |  | 0 | 16 |  |  | * |  |  | None | *
6 | IP-54873_DOC | STL,TUBE,A36, 4 x 2 x 1/4" piece 40 ft long. | B | Reference Item - Document Management | Active |  | 99999 | 1 |  |  |  | Item | 1 | EA | 100 | 1 | 1 | Date |  |  | 2024-09-30 15:41 |  | * | [6 empty] | 1 |  | 1 | 40 |  | 0 | 40 | [5 empty] | None
5 | - IP-54872 | STL,TUBE,A36, 4 x 2 x 1/4" piece 40 ft long | 0 | Sub-assembly | Active |  | 53 | 1 |  |  |  | Item | 1 | EA | 100 | 1 | 1 | Date |  |  | 2024-09-30 15:41 |  | * | [6 empty] | 1 |  | 1 | 0.27051 |  | 0.27051 | 17.2705 |  |  | * |  |  | None | *
6 | 40-TUBE-A32414 | STL,TUBE,A36, 4 X 2 X 1/4" PIECE 40 FT LONG | 0 | Purchased Item | Active |  | 1 | 1 |  |  |  | Item | 2.9271 | FT | 100 | 1 | 2.9271 | Date |  |  | 2024-09-30 15:41 |  | * | [6 empty] | 2.9271 |  | 1 | 15 |  | 0 | 16 |  |  | * |  |  | None | *
6 | IP-54872_DOC | STL,TUBE,A36, 4 x 2 x 1/4" piece 40 ft long. | B | Reference Item - Document Management | Active |  | 99999 | 1 |  |  |  | Item | 1 | EA | 100 | 1 | 1 | Date |  |  | 2024-09-30 15:41 |  | * | [6 empty] | 1 |  | 1 | 5 |  | 0 | 5 | [5 empty] | None
5 | - IP-54874 | 14ga GA Jkt coil 60 | 0 | Sub-assembly | Active |  | 54 | 1 |  |  |  | Item | 8 | EA | 100 | 1 | 8 | Date |  |  | 2024-09-30 15:41 |  | * | [6 empty] | 8 |  | 1 | 0.064923 |  | 0.064923 | 31.0649 |  |  | * |  |  | None | *
6 | IP-54874_DOC | 14ga GA Jkt coil 60. | B | Reference Item - Document Management | Active |  | 99999 | 1 |  |  |  | Item | 1 | EA | 100 | 1 | 8 | Date |  |  | 2024-09-30 15:41 |  | * | [6 empty] | 8 |  | 1 | 30 |  | 0 | 30 | [5 empty] | None
6 | 45-GALC-0500 | SHEET METAL-SOLID-GALVANNEAL A60-14GA. - COIL 48" WIDE | 0 | Purchased Item | Active |  | 100009 | 1 |  |  |  | Item | 5.123 | SFT | 100 | 1 | 40.984 | Date |  |  | 2024-10-15 12:21 |  | * |  |  | WIP_APU-1 |  |  |  | 40.984 |  | 1 | 5 |  | 0 | 6 |  |  | * |  |  | None | *
5 | - IP-59249 | 16ga GA Jkt coil 60 | 0 | Sub-assembly | Active |  | 55 | 1 |  |  |  | Item | 1 | EA | 100 | 1 | 1 | Date |  |  | 2024-09-30 15:41 |  | * | [6 empty] | 1 |  | 1 | 0.064923 |  | 0.064923 | 7.0649 |  |  | * |  |  | None | *
6 | IP-59249_DOC | 16ga GA Jkt coil 60. | B | Reference Item - Document Management | Active |  | 99999 | 1 |  |  |  | Item | 1 | EA | 100 | 1 | 1 | Date |  |  | 2024-09-30 15:41 |  | * | [6 empty] | 1 |  | 1 |  |  | 0 | 0 | [5 empty] | None
6 | 45-GALC-0200 | STEEL,JKT,A60,16 GA,48" COIL | 0 | Purchased Item | Active |  | 100009 | 1 |  |  |  | Item | 0.189 | SFT | 100 | 1 | 0.189 | Date |  |  | 2024-10-15 13:12 |  | * |  |  | WIP_APU-1 |  |  |  | 0.189 |  | 1 | 5 |  | 0 | 6 |  |  | * |  |  | None | *
5 | - IP-59248 | 16ga GA Jkt coil 60 | 0 | Sub-assembly | Active |  | 56 | 1 |  |  |  | Item | 1 | EA | 100 | 1 | 1 | Date |  |  | 2024-09-30 15:41 |  | * | [6 empty] | 1 |  | 1 | 0.064923 |  | 0.064923 | 17.0649 |  |  | * |  |  | None | *
6 | 45-GALC-0225 | STEEL,JKT,A60,16 GA,60" COIL | 0 | Purchased Item | Active |  | 1 | 1 |  |  |  | Item | 1.167 | SFT | 100 | 1 | 1.167 | Date |  |  | 2024-09-30 15:41 |  | * | [6 empty] | 1.167 |  | 1 | 15 |  | 0 | 16 |  |  | * |  |  | None | *
6 | IP-59248_DOC | 16ga GA Jkt coil 60. | B | Reference Item - Document Management | Active |  | 99999 | 1 |  |  |  | Item | 1 | EA | 100 | 1 | 1 | Date |  |  | 2024-09-30 15:41 |  | * | [6 empty] | 1 |  | 1 |  |  | 0 | 0 | [5 empty] | None
5 | - IP-58038 | 14ga GA Jkt coil 60 | 0 | Sub-assembly | Active |  | 57 | 1 |  |  |  | Item | 4 | EA | 100 | 1 | 4 | Date |  |  | 2024-09-30 15:41 |  | * | [6 empty] | 4 |  | 1 | 0.064923 |  | 0.064923 | 7.0649 |  |  | * |  |  | None | *
6 | IP-58038_DOC | 14ga GA Jkt coil 60. | B | Reference Item - Document Management | Active |  | 99999 | 1 |  |  |  | Item | 1 | EA | 100 | 1 | 4 | Date |  |  | 2024-09-30 15:41 |  | * | [6 empty] | 4 |  | 1 |  |  | 0 | 0 | [5 empty] | None
6 | 45-GALC-0500 | SHEET METAL-SOLID-GALVANNEAL A60-14GA. - COIL 48" WIDE | 0 | Purchased Item | Active |  | 100009 | 1 |  |  |  | Item | 1 | SFT | 100 | 1 | 4 | Date |  |  | 2024-10-15 12:52 |  | * |  |  | WIP_APU-1 |  |  |  | 4 |  | 1 | 5 |  | 0 | 6 |  |  | * |  |  | None | *
5 | - IP-54871 | STL,TUBE,A36, 6 x 2 x 1/4" piece 40 ft long | 0 | Sub-assembly | Active |  | 58 | 1 |  |  |  | Item | 1 | EA | 100 | 1 | 1 | Date |  |  | 2024-09-30 15:41 |  | * | [6 empty] | 1 |  | 1 | 0.27051 |  | 0.27051 | 32.2705 |  |  | * |  |  | None | *
6 | 40-TUBE-A36214 | STL,TUBE,A36, 6 X 2 X 1/4" PIECE 40 FT LONG | 0 | Purchased Item | Active |  | 1 | 1 |  |  |  | Item | 2.9271 | FT | 100 | 1 | 2.9271 | Date |  |  | 2024-09-30 15:41 |  | * | [6 empty] | 2.9271 |  | 1 | 30 |  | 0 | 31 |  |  | * |  |  | None | *
6 | IP-54871_DOC | STL,TUBE,A36, 6 x 2 x 1/4" piece 40 ft long. | B | Reference Item - Document Management | Active |  | 99999 | 1 |  |  |  | Item | 1 | EA | 100 | 1 | 1 | Date |  |  | 2024-09-30 15:41 |  | * | [6 empty] | 1 |  | 1 |  |  | 0 | 0 | [5 empty] | None
5 | - IP-59247 | 14ga GA Jkt coil 60 | 0 | Sub-assembly | Active |  | 59 | 1 |  |  |  | Item | 1 | EA | 100 | 1 | 1 | Date |  |  | 2024-09-30 15:41 |  | * | [6 empty] | 1 |  | 1 | 0.064923 |  | 0.064923 | 7.0649 |  |  | * |  |  | None | *
6 | IP-59247_DOC | 14ga GA Jkt coil 60. | B | Reference Item - Document Management | Active |  | 99999 | 1 |  |  |  | Item | 1 | EA | 100 | 1 | 1 | Date |  |  | 2024-09-30 15:41 |  | * | [6 empty] | 1 |  | 1 |  |  | 0 | 0 | [5 empty] | None
6 | 45-GALC-0500 | SHEET METAL-SOLID-GALVANNEAL A60-14GA. - COIL 48" WIDE | 0 | Purchased Item | Active |  | 100009 | 1 |  |  |  | Item | 0.399 | SFT | 100 | 1 | 0.399 | Date |  |  | 2024-10-15 12:27 |  | * |  |  | WIP_APU-1 |  |  |  | 0.399 |  | 1 | 5 |  | 0 | 6 |  |  | * |  |  | None | *
5 | - IP-59246 | 16ga GA Jkt coil 60 | 0 | Sub-assembly | Active |  | 60 | 1 |  |  |  | Item | 1 | EA | 100 | 1 | 1 | Date |  |  | 2024-09-30 15:41 |  | * | [6 empty] | 1 |  | 1 | 0.064923 |  | 0.064923 | 17.0649 |  |  | * |  |  | None | *
6 | 45-GALC-0225 | STEEL,JKT,A60,16 GA,60" COIL | 0 | Purchased Item | Active |  | 1 | 1 |  |  |  | Item | 0.19 | SFT | 100 | 1 | 0.19 | Date |  |  | 2024-09-30 15:41 |  | * | [6 empty] | 0.19 |  | 1 | 15 |  | 0 | 16 |  |  | * |  |  | None | *
6 | IP-59246_DOC | 16ga GA Jkt coil 60. | B | Reference Item - Document Management | Active |  | 99999 | 1 |  |  |  | Item | 1 | EA | 100 | 1 | 1 | Date |  |  | 2024-09-30 15:41 |  | * | [6 empty] | 1 |  | 1 |  |  | 0 | 0 | [5 empty] | None
5 | - IP-54870 | STL,TUBE,A36, 4 x 2 x 1/4" piece 40 ft long | 0 | Sub-assembly | Active |  | 61 | 1 |  |  |  | Item | 1 | EA | 100 | 1 | 1 | Date |  |  | 2024-09-30 15:41 |  | * | [6 empty] | 1 |  | 1 | 0.27051 |  | 0.27051 | 17.2705 |  |  | * |  |  | None | *
6 | 40-TUBE-A32414 | STL,TUBE,A36, 4 X 2 X 1/4" PIECE 40 FT LONG | 0 | Purchased Item | Active |  | 1 | 1 |  |  |  | Item | 3.9167 | FT | 100 | 1 | 3.9167 | Date |  |  | 2024-09-30 15:41 |  | * | [6 empty] | 3.9167 |  | 1 | 15 |  | 0 | 16 |  |  | * |  |  | None | *
6 | IP-54870_DOC | STL,TUBE,A36, 4 x 2 x 1/4" piece 40 ft long. | B | Reference Item - Document Management | Active |  | 99999 | 1 |  |  |  | Item | 1 | EA | 100 | 1 | 1 | Date |  |  | 2024-09-30 15:41 |  | * | [6 empty] | 1 |  | 1 |  |  | 0 | 0 | [5 empty] | None
5 | - IP-54869 | STL,TUBE,A36, 4 x 4 x 1/4" piece 40 ft long | 0 | Sub-assembly | Active |  | 62 | 1 |  |  |  | Item | 2 | EA | 100 | 1 | 2 | Date |  |  | 2024-09-30 15:41 |  | * | [6 empty] | 2 |  | 1 | 0.27051 |  | 0.27051 | 17.2705 |  |  | * |  |  | None | *
6 | 40-TUBE-A34414 | STL,TUBE,A36, 4 X 4 X 1/4" PIECE 40 FT LONG | 0 | Purchased Item | Active |  | 1 | 1 |  |  |  | Item | 5.4167 | FT | 100 | 1 | 10.8333 | Date |  |  | 2024-09-30 15:41 |  | * | [6 empty] | 10.8333 |  | 1 | 15 |  | 0 | 16 |  |  | * |  |  | None | *
6 | IP-54869_DOC | STL,TUBE,A36, 4 x 4 x 1/4" piece 40 ft long. | B | Reference Item - Document Management | Active |  | 99999 | 1 |  |  |  | Item | 1 | EA | 100 | 1 | 2 | Date |  |  | 2024-09-30 15:41 |  | * | [6 empty] | 2 |  | 1 |  |  | 0 | 0 | [5 empty] | None
5 | - IP-54866 | STL,TUBE,A36, 4 x 2 x 1/4" piece 40 ft long | 0 | Sub-assembly | Active |  | 63 | 1 |  |  |  | Item | 1 | EA | 100 | 1 | 1 | Date |  |  | 2024-09-30 15:41 |  | * | [6 empty] | 1 |  | 1 | 0.27051 |  | 0.27051 | 41.2705 |  |  | * |  |  | None | *
6 | 40-TUBE-A32414 | STL,TUBE,A36, 4 X 2 X 1/4" PIECE 40 FT LONG | 0 | Purchased Item | Active |  | 1 | 1 |  |  |  | Item | 5.3385 | FT | 100 | 1 | 5.3385 | Date |  |  | 2024-09-30 15:41 |  | * | [6 empty] | 5.3385 |  | 1 | 15 |  | 0 | 16 |  |  | * |  |  | None | *
6 | IP-54866_DOC | STL,TUBE,A36, 4 x 2 x 1/4" piece 40 ft long. | B | Reference Item - Document Management | Active |  | 99999 | 1 |  |  |  | Item | 1 | EA | 100 | 1 | 1 | Date |  |  | 2024-09-30 15:41 |  | * | [6 empty] | 1 |  | 1 | 40 |  | 0 | 40 | [5 empty] | None
5 | - IP-54865 | STL,TUBE,A36, 4 x 2 x 1/4" piece 40 ft long | 0 | Sub-assembly | Active |  | 64 | 1 |  |  |  | Item | 4 | EA | 100 | 1 | 4 | Date |  |  | 2024-09-30 15:41 |  | * | [6 empty] | 4 |  | 1 | 0.27051 |  | 0.27051 | 17.2705 |  |  | * |  |  | None | *
6 | 40-TUBE-A32414 | STL,TUBE,A36, 4 X 2 X 1/4" PIECE 40 FT LONG | 0 | Purchased Item | Active |  | 1 | 1 |  |  |  | Item | 2.2969 | FT | 100 | 1 | 9.1875 | Date |  |  | 2024-09-30 15:41 |  | * | [6 empty] | 9.1875 |  | 1 | 15 |  | 0 | 16 |  |  | * |  |  | None | *
6 | IP-54865_DOC | STL,TUBE,A36, 4 x 2 x 1/4" piece 40 ft long. | B | Reference Item - Document Management | Active |  | 99999 | 1 |  |  |  | Item | 1 | EA | 100 | 1 | 4 | Date |  |  | 2024-09-30 15:41 |  | * | [6 empty] | 4 |  | 1 |  |  | 0 | 0 | [5 empty] | None
5 | - IP-54868 | STL,TUBE,A36, 4 x 2 x 1/4" piece 40 ft long | 0 | Sub-assembly | Active |  | 65 | 1 |  |  |  | Item | 1 | EA | 100 | 1 | 1 | Date |  |  | 2024-09-30 15:41 |  | * | [6 empty] | 1 |  | 1 | 0.27051 |  | 0.27051 | 17.2705 |  |  | * |  |  | None | *
6 | 40-TUBE-A32414 | STL,TUBE,A36, 4 X 2 X 1/4" PIECE 40 FT LONG | 0 | Purchased Item | Active |  | 1 | 1 |  |  |  | Item | 7.1198 | FT | 100 | 1 | 7.1198 | Date |  |  | 2024-09-30 15:41 |  | * | [6 empty] | 7.1198 |  | 1 | 15 |  | 0 | 16 |  |  | * |  |  | None | *
6 | IP-54868_DOC | STL,TUBE,A36, 4 x 2 x 1/4" piece 40 ft long. | B | Reference Item - Document Management | Active |  | 99999 | 1 |  |  |  | Item | 1 | EA | 100 | 1 | 1 | Date |  |  | 2024-09-30 15:41 |  | * | [6 empty] | 1 |  | 1 |  |  | 0 | 0 | [5 empty] | None
5 | - IP-54867 | STL,TUBE,A36, 4 x 2 x 1/4" piece 40 ft long | 0 | Sub-assembly | Active |  | 66 | 1 |  |  |  | Item | 1 | EA | 100 | 1 | 1 | Date |  |  | 2024-09-30 15:41 |  | * | [6 empty] | 1 |  | 1 | 0.27051 |  | 0.27051 | 17.2705 |  |  | * |  |  | None | *
6 | 40-TUBE-A32414 | STL,TUBE,A36, 4 X 2 X 1/4" PIECE 40 FT LONG | 0 | Purchased Item | Active |  | 1 | 1 |  |  |  | Item | 6.3281 | FT | 100 | 1 | 6.3281 | Date |  |  | 2024-09-30 15:41 |  | * | [6 empty] | 6.3281 |  | 1 | 15 |  | 0 | 16 |  |  | * |  |  | None | *
6 | IP-54867_DOC | STL,TUBE,A36, 4 x 2 x 1/4" piece 40 ft long. | B | Reference Item - Document Management | Active |  | 99999 | 1 |  |  |  | Item | 1 | EA | 100 | 1 | 1 | Date |  |  | 2024-09-30 15:41 |  | * | [6 empty] | 1 |  | 1 |  |  | 0 | 0 | [5 empty] | None
5 | - MCYSC4-SWA-54898 | BASE - LIFTING LUG 8" - PERMANENT LUG SUB ASSY | 0 | Sub-assembly | Active |  | 67 | 1 |  |  |  | Item | 8 | EA | 100 | 1 | 8 | Date |  |  | 2024-09-30 15:41 |  | * | [6 empty] | 8 |  | 1 | 0 |  | 0.18936 | 18.1894 |  |  | * |  |  | None | *
6 | - IP-54897 | Sheet Metal-Solid-Carbon Steel Low-0.375 in. | 0 | Sub-assembly | Active |  | 1 | 1 |  |  |  | Item | 2 | EA | 100 | 1 | 16 | Date |  |  | 2024-09-30 15:41 |  | * | [6 empty] | 16 |  | 1 | 0.18936 |  | 0.18936 | 17.1894 |  |  | * |  |  | None | *
7 | 45-HOTR-0221 | SHEET METAL-SOLID-CARBON STEEL LOW-0.375 IN. | 0 | Purchased Item | Active |  | 1 | 1 |  |  |  | Item | 0.006 | SFT | 100 | 1 | 0.096 | Date |  |  | 2024-09-30 15:41 |  | * | [6 empty] | 0.096 |  | 1 | 15 |  | 0 | 16 |  |  | * |  |  | None | *
7 | IP-54897_DOC | Sheet Metal-Solid-Carbon Steel Low-0.375 in.. | B | Reference Item - Document Management | Active |  | 99999 | 1 |  |  |  | Item | 1 | EA | 100 | 1 | 16 | Date |  |  | 2024-09-30 15:41 |  | * | [6 empty] | 16 |  | 1 |  |  | 0 | 0 | [5 empty] | None
6 | - IP-54896 | 48x120 5/8" hot rolled Steel A36 | 0 | Sub-assembly | Active |  | 2 | 1 |  |  |  | Item | 1 | EA | 100 | 1 | 8 | Date |  |  | 2024-09-30 15:41 |  | * | [6 empty] | 8 |  | 1 | 0.18936 |  | 0.18936 | 17.1894 |  |  | * |  |  | None | *
7 | 45-HOTR-0450 | 48X120 5/8" HOT ROLLED STEEL A36 | 0 | Purchased Item | Active |  | 1 | 1 |  |  |  | Item | 0.096 | SFT | 100 | 1 | 0.768 | Date |  |  | 2024-09-30 15:41 |  | * | [6 empty] | 0.768 |  | 1 | 15 |  | 0 | 16 |  |  | * |  |  | None | *
7 | IP-54896_DOC | 48x120 5/8" hot rolled Steel A36. | B | Reference Item - Document Management | Active |  | 99999 | 1 |  |  |  | Item | 1 | EA | 100 | 1 | 8 | Date |  |  | 2024-09-30 15:41 |  | * | [6 empty] | 8 |  | 1 |  |  | 0 | 0 | [5 empty] | None
5 | - IP-59234 | 16ga GA Jkt coil 60 | 0 | Sub-assembly | Active |  | 68 | 1 |  |  |  | Item | 1 | EA | 100 | 1 | 1 | Date |  |  | 2024-09-30 15:41 |  | * | [6 empty] | 1 |  | 1 | 0.064923 |  | 0.064923 | 26.0649 |  |  | * |  |  | None | *
6 | 45-GALC-0225 | STEEL,JKT,A60,16 GA,60" COIL | 0 | Purchased Item | Active |  | 1 | 1 |  |  |  | Item | 0.396 | SFT | 100 | 1 | 0.396 | Date |  |  | 2024-09-30 15:41 |  | * | [6 empty] | 0.396 |  | 1 | 15 |  | 0 | 16 |  |  | * |  |  | None | *
6 | IP-59234_DOC | 16ga GA Jkt coil 60. | B | Reference Item - Document Management | Active |  | 99999 | 1 |  |  |  | Item | 1 | EA | 100 | 1 | 1 | Date |  |  | 2024-09-30 15:41 |  | * | [6 empty] | 1 |  | 1 | 25 |  | 0 | 25 | [5 empty] | None
5 | - IP-58024 | 14ga GA Jkt coil 60 | 0 | Sub-assembly | Active |  | 69 | 1 |  |  |  | Item | 4 | EA | 100 | 1 | 4 | Date |  |  | 2024-09-30 15:41 |  | * | [6 empty] | 4 |  | 1 | 0.064923 |  | 0.064923 | 11.0649 |  |  | * |  |  | None | *
6 | IP-58024_DOC | 14ga GA Jkt coil 60. | B | Reference Item - Document Management | Active |  | 99999 | 1 |  |  |  | Item | 1 | EA | 100 | 1 | 4 | Date |  |  | 2024-09-30 15:41 |  | * | [6 empty] | 4 |  | 1 | 10 |  | 0 | 10 | [5 empty] | None
6 | 45-GALC-0500 | SHEET METAL-SOLID-GALVANNEAL A60-14GA. - COIL 48" WIDE | 0 | Purchased Item | Active |  | 100009 | 1 |  |  |  | Item | 1.073 | SFT | 100 | 1 | 4.292 | Date |  |  | 2024-10-15 12:50 |  | * |  |  | WIP_APU-1 |  |  |  | 4.292 |  | 1 | 5 |  | 0 | 6 |  |  | * |  |  | None | *
5 | - IP-58023 | 14ga GA Jkt coil 60 | 0 | Sub-assembly | Active |  | 70 | 1 |  |  |  | Item | 1 | EA | 100 | 1 | 1 | Date |  |  | 2024-09-30 15:41 |  | * | [6 empty] | 1 |  | 1 | 0.064923 |  | 0.064923 | 17.0649 |  |  | * |  |  | None | *
6 | 45-GALC-0505 | STEEL,JKT,A60,14 GA,60" COIL | 0 | Purchased Item | Active |  | 1 | 1 |  |  |  | Item | 0.733 | SFT | 100 | 1 | 0.733 | Date |  |  | 2024-09-30 15:41 |  | * | [6 empty] | 0.733 |  | 1 | 15 |  | 0 | 16 |  |  | * |  |  | None | *
6 | IP-58023_DOC | 14ga GA Jkt coil 60. | B | Reference Item - Document Management | Active |  | 99999 | 1 |  |  |  | Item | 1 | EA | 100 | 1 | 1 | Date |  |  | 2024-09-30 15:41 |  | * | [6 empty] | 1 |  | 1 | 0 |  | 0 | 0 | [5 empty] | None
5 | - IP-59231 | 16ga GA Jkt coil 60 | 0 | Sub-assembly | Active |  | 71 | 1 |  |  |  | Item | 1 | EA | 100 | 1 | 1 | Date |  |  | 2024-09-30 15:41 |  | * | [6 empty] | 1 |  | 1 | 0.064923 |  | 0.064923 | 21.0649 |  |  | * |  |  | None | *
6 | 45-GALC-0225 | STEEL,JKT,A60,16 GA,60" COIL | 0 | Purchased Item | Active |  | 1 | 1 |  |  |  | Item | 0.47 | SFT | 100 | 1 | 0.47 | Date |  |  | 2024-09-30 15:41 |  | * | [6 empty] | 0.47 |  | 1 | 15 |  | 0 | 16 |  |  | * |  |  | None | *
6 | IP-59231_DOC | 16ga GA Jkt coil 60. | B | Reference Item - Document Management | Active |  | 99999 | 1 |  |  |  | Item | 1 | EA | 100 | 1 | 1 | Date |  |  | 2024-09-30 15:41 |  | * | [6 empty] | 1 |  | 1 | 20 |  | 0 | 20 | [5 empty] | None
5 | - IP-59230 | 16ga GA Jkt coil 60 | 0 | Sub-assembly | Active |  | 72 | 1 |  |  |  | Item | 1 | EA | 100 | 1 | 1 | Date |  |  | 2024-09-30 15:41 |  | * | [6 empty] | 1 |  | 1 | 0.064923 |  | 0.064923 | 17.0649 |  |  | * |  |  | None | *
6 | 45-GALC-0225 | STEEL,JKT,A60,16 GA,60" COIL | 0 | Purchased Item | Active |  | 1 | 1 |  |  |  | Item | 0.457 | SFT | 100 | 1 | 0.457 | Date |  |  | 2024-09-30 15:41 |  | * | [6 empty] | 0.457 |  | 1 | 15 |  | 0 | 16 |  |  | * |  |  | None | *
6 | IP-59230_DOC | 16ga GA Jkt coil 60. | B | Reference Item - Document Management | Active |  | 99999 | 1 |  |  |  | Item | 1 | EA | 100 | 1 | 1 | Date |  |  | 2024-09-30 15:41 |  | * | [6 empty] | 1 |  | 1 |  |  | 0 | 0 | [5 empty] | None
5 | - IP-59197 | 16ga GA Jkt coil 60 | 0 | Sub-assembly | Active |  | 73 | 1 |  |  |  | Item | 1 | EA | 100 | 1 | 1 | Date |  |  | 2024-09-30 15:41 |  | * | [6 empty] | 1 |  | 1 | 0.064923 |  | 0.064923 | 17.0649 |  |  | * |  |  | None | *
6 | 45-GALC-0225 | STEEL,JKT,A60,16 GA,60" COIL | 0 | Purchased Item | Active |  | 1 | 1 |  |  |  | Item | 1.034 | SFT | 100 | 1 | 1.034 | Date |  |  | 2024-09-30 15:41 |  | * | [6 empty] | 1.034 |  | 1 | 15 |  | 0 | 16 |  |  | * |  |  | None | *
6 | IP-59197_DOC | 16ga GA Jkt coil 60. | B | Reference Item - Document Management | Active |  | 99999 | 1 |  |  |  | Item | 1 | EA | 100 | 1 | 1 | Date |  |  | 2024-09-30 15:41 |  | * | [6 empty] | 1 |  | 1 |  |  | 0 | 0 | [5 empty] | None
5 | - IP-59196 | 16ga GA Jkt coil 60 | 0 | Sub-assembly | Active |  | 74 | 1 |  |  |  | Item | 1 | EA | 100 | 1 | 1 | Date |  |  | 2024-09-30 15:41 |  | * | [6 empty] | 1 |  | 1 | 0.064923 |  | 0.064923 | 17.0649 |  |  | * |  |  | None | *
6 | 45-GALC-0225 | STEEL,JKT,A60,16 GA,60" COIL | 0 | Purchased Item | Active |  | 1 | 1 |  |  |  | Item | 0.516 | SFT | 100 | 1 | 0.516 | Date |  |  | 2024-09-30 15:41 |  | * | [6 empty] | 0.516 |  | 1 | 15 |  | 0 | 16 |  |  | * |  |  | None | *
6 | IP-59196_DOC | 16ga GA Jkt coil 60. | B | Reference Item - Document Management | Active |  | 99999 | 1 |  |  |  | Item | 1 | EA | 100 | 1 | 1 | Date |  |  | 2024-09-30 15:41 |  | * | [6 empty] | 1 |  | 1 | 5 |  | 0 | 5 | [5 empty] | None
5 | - IP-59195 | 16ga GA Jkt coil 60 | 0 | Sub-assembly | Active |  | 75 | 1 |  |  |  | Item | 1 | EA | 100 | 1 | 1 | Date |  |  | 2024-09-30 15:41 |  | * | [6 empty] | 1 |  | 1 | 0.064923 |  | 0.064923 | 51.0649 |  |  | * |  |  | None | *
6 | IP-59195_DOC | 16ga GA Jkt coil 60. | B | Reference Item - Document Management | Active |  | 99999 | 1 |  |  |  | Item | 1 | EA | 100 | 1 | 1 | Date |  |  | 2024-09-30 15:41 |  | * | [6 empty] | 1 |  | 1 | 50 |  | 0 | 50 | [5 empty] | None
6 | 45-GALC-0200 | STEEL,JKT,A60,16 GA,48" COIL | 0 | Purchased Item | Active |  | 100009 | 1 |  |  |  | Item | 0.1 | SFT | 100 | 1 | 0.1 | Date |  |  | 2024-10-15 11:49 |  | * |  |  | WIP_APU-1 |  |  |  | 0.1 |  | 1 | 5 |  | 0 | 6 |  |  | * |  |  | None | *
5 | - IP-59194 | 16ga GA Jkt coil 60 | 0 | Sub-assembly | Active |  | 76 | 1 |  |  |  | Item | 1 | EA | 100 | 1 | 1 | Date |  |  | 2024-09-30 15:41 |  | * | [6 empty] | 1 |  | 1 | 0.064923 |  | 0.064923 | 17.0649 |  |  | * |  |  | None | *
6 | 45-GALC-0225 | STEEL,JKT,A60,16 GA,60" COIL | 0 | Purchased Item | Active |  | 1 | 1 |  |  |  | Item | 1.167 | SFT | 100 | 1 | 1.167 | Date |  |  | 2024-09-30 15:41 |  | * | [6 empty] | 1.167 |  | 1 | 15 |  | 0 | 16 |  |  | * |  |  | None | *
6 | IP-59194_DOC | 16ga GA Jkt coil 60. | B | Reference Item - Document Management | Active |  | 99999 | 1 |  |  |  | Item | 1 | EA | 100 | 1 | 1 | Date |  |  | 2024-09-30 15:41 |  | * | [6 empty] | 1 |  | 1 |  |  | 0 | 0 | [5 empty] | None
5 | - IP-54862 | STL,TUBE,A36, 4 x 2 x 1/4" piece 40 ft long | 0 | Sub-assembly | Active |  | 77 | 1 |  |  |  | Item | 4 | EA | 100 | 1 | 4 | Date |  |  | 2024-09-30 15:41 |  | * | [6 empty] | 4 |  | 1 | 0.27051 |  | 0.27051 | 35.2705 |  |  | * |  |  | None | *
6 | 40-TUBE-A32414 | STL,TUBE,A36, 4 X 2 X 1/4" PIECE 40 FT LONG | 0 | Purchased Item | Active |  | 1 | 1 |  |  |  | Item | 4.1146 | FT | 100 | 1 | 16.4583 | Date |  |  | 2024-09-30 15:41 |  | * | [6 empty] | 16.4583 |  | 1 | 15 |  | 0 | 16 |  |  | * |  |  | None | *
6 | IP-54862_DOC | STL,TUBE,A36, 4 x 2 x 1/4" piece 40 ft long. | B | Reference Item - Document Management | Active |  | 99999 | 1 |  |  |  | Item | 1 | EA | 100 | 1 | 4 | Date |  |  | 2024-09-30 15:41 |  | * | [6 empty] | 4 |  | 1 | 34 |  | 0 | 34 | [5 empty] | None
5 | - IP-54861 | STL,TUBE,A36, 4 x 2 x 1/4" piece 40 ft long | 0 | Sub-assembly | Active |  | 78 | 1 |  |  |  | Item | 1 | EA | 100 | 1 | 1 | Date |  |  | 2024-09-30 15:41 |  | * | [6 empty] | 1 |  | 1 | 0.27051 |  | 0.27051 | 17.2705 |  |  | * |  |  | None | *
6 | 40-TUBE-A32414 | STL,TUBE,A36, 4 X 2 X 1/4" PIECE 40 FT LONG | 0 | Purchased Item | Active |  | 1 | 1 |  |  |  | Item | 7.6615 | FT | 100 | 1 | 7.6615 | Date |  |  | 2024-09-30 15:41 |  | * | [6 empty] | 7.6615 |  | 1 | 15 |  | 0 | 16 |  |  | * |  |  | None | *
6 | IP-54861_DOC | STL,TUBE,A36, 4 x 2 x 1/4" piece 40 ft long. | B | Reference Item - Document Management | Active |  | 99999 | 1 |  |  |  | Item | 1 | EA | 100 | 1 | 1 | Date |  |  | 2024-09-30 15:41 |  | * | [6 empty] | 1 |  | 1 |  |  | 0 | 0 | [5 empty] | None
5 | - IP-54864 | STL,TUBE,A36, 4 x 2 x 1/4" piece 40 ft long | 0 | Sub-assembly | Active |  | 79 | 1 |  |  |  | Item | 4 | EA | 100 | 1 | 4 | Date |  |  | 2024-09-30 15:41 |  | * | [6 empty] | 4 |  | 1 | 0.27051 |  | 0.27051 | 41.2705 |  |  | * |  |  | None | *
6 | 40-TUBE-A32414 | STL,TUBE,A36, 4 X 2 X 1/4" PIECE 40 FT LONG | 0 | Purchased Item | Active |  | 1 | 1 |  |  |  | Item | 2.875 | FT | 100 | 1 | 11.5 | Date |  |  | 2024-09-30 15:41 |  | * | [6 empty] | 11.5 |  | 1 | 15 |  | 0 | 16 |  |  | * |  |  | None | *
6 | IP-54864_DOC | STL,TUBE,A36, 4 x 2 x 1/4" piece 40 ft long. | B | Reference Item - Document Management | Active |  | 99999 | 1 |  |  |  | Item | 1 | EA | 100 | 1 | 4 | Date |  |  | 2024-09-30 15:41 |  | * | [6 empty] | 4 |  | 1 | 40 |  | 0 | 40 | [5 empty] | None
5 | - IP-59239 | 16ga GA Jkt coil 60 | 0 | Sub-assembly | Active |  | 80 | 1 |  |  |  | Item | 1 | EA | 100 | 1 | 1 | Date |  |  | 2024-09-30 15:41 |  | * | [6 empty] | 1 |  | 1 | 0.064923 |  | 0.064923 | 26.0649 |  |  | * |  |  | None | *
6 | 45-GALC-0225 | STEEL,JKT,A60,16 GA,60" COIL | 0 | Purchased Item | Active |  | 1 | 1 |  |  |  | Item | 0.457 | SFT | 100 | 1 | 0.457 | Date |  |  | 2024-09-30 15:41 |  | * | [6 empty] | 0.457 |  | 1 | 15 |  | 0 | 16 |  |  | * |  |  | None | *
6 | IP-59239_DOC | 16ga GA Jkt coil 60. | B | Reference Item - Document Management | Active |  | 99999 | 1 |  |  |  | Item | 1 | EA | 100 | 1 | 1 | Date |  |  | 2024-09-30 15:41 |  | * | [6 empty] | 1 |  | 1 | 25 |  | 0 | 25 | [5 empty] | None
5 | - IP-54863 | STL,TUBE,A36, 4 x 2 x 1/4" piece 40 ft long | 0 | Sub-assembly | Active |  | 81 | 1 |  |  |  | Item | 1 | EA | 100 | 1 | 1 | Date |  |  | 2024-09-30 15:41 |  | * | [6 empty] | 1 |  | 1 | 0.27051 |  | 0.27051 | 17.2705 |  |  | * |  |  | None | *
6 | 40-TUBE-A32414 | STL,TUBE,A36, 4 X 2 X 1/4" PIECE 40 FT LONG | 0 | Purchased Item | Active |  | 1 | 1 |  |  |  | Item | 4.9115 | FT | 100 | 1 | 4.9115 | Date |  |  | 2024-09-30 15:41 |  | * | [6 empty] | 4.9115 |  | 1 | 15 |  | 0 | 16 |  |  | * |  |  | None | *
6 | IP-54863_DOC | STL,TUBE,A36, 4 x 2 x 1/4" piece 40 ft long. | B | Reference Item - Document Management | Active |  | 99999 | 1 |  |  |  | Item | 1 | EA | 100 | 1 | 1 | Date |  |  | 2024-09-30 15:41 |  | * | [6 empty] | 1 |  | 1 | 0 |  | 0 | 0 | [5 empty] | None
5 | - IP-58028 | 14ga GA Jkt coil 60 | 0 | Sub-assembly | Active |  | 82 | 1 |  |  |  | Item | 2 | EA | 100 | 1 | 2 | Date |  |  | 2024-09-30 15:41 |  | * | [6 empty] | 2 |  | 1 | 0.064923 |  | 0.064923 | 7.0649 |  |  | * |  |  | None | *
6 | IP-58028_DOC | 14ga GA Jkt coil 60. | B | Reference Item - Document Management | Active |  | 99999 | 1 |  |  |  | Item | 1 | EA | 100 | 1 | 2 | Date |  |  | 2024-09-30 15:41 |  | * | [6 empty] | 2 |  | 1 |  |  | 0 | 0 | [5 empty] | None
6 | 45-GALC-0500 | SHEET METAL-SOLID-GALVANNEAL A60-14GA. - COIL 48" WIDE | 0 | Purchased Item | Active |  | 100009 | 1 |  |  |  | Item | 0.823 | SFT | 100 | 1 | 1.646 | Date |  |  | 2024-10-15 13:01 |  | * |  |  | WIP_APU-1 |  |  |  | 1.646 |  | 1 | 5 |  | 0 | 6 |  |  | * |  |  | None | *
5 | - IP-59238 | 16ga GA Jkt coil 60 | 0 | Sub-assembly | Active |  | 83 | 1 |  |  |  | Item | 1 | EA | 100 | 1 | 1 | Date |  |  | 2024-09-30 15:41 |  | * | [6 empty] | 1 |  | 1 | 0.064923 |  | 0.064923 | 17.0649 |  |  | * |  |  | None | *
6 | 45-GALC-0225 | STEEL,JKT,A60,16 GA,60" COIL | 0 | Purchased Item | Active |  | 1 | 1 |  |  |  | Item | 0.396 | SFT | 100 | 1 | 0.396 | Date |  |  | 2024-09-30 15:41 |  | * | [6 empty] | 0.396 |  | 1 | 15 |  | 0 | 16 |  |  | * |  |  | None | *
6 | IP-59238_DOC | 16ga GA Jkt coil 60. | B | Reference Item - Document Management | Active |  | 99999 | 1 |  |  |  | Item | 1 | EA | 100 | 1 | 1 | Date |  |  | 2024-09-30 15:41 |  | * | [6 empty] | 1 |  | 1 | 5 |  | 0 | 5 | [5 empty] | None
5 | - IP-59237 | 16ga GA Jkt coil 60 | 0 | Sub-assembly | Active |  | 84 | 1 |  |  |  | Item | 1 | EA | 100 | 1 | 1 | Date |  |  | 2024-09-30 15:41 |  | * | [6 empty] | 1 |  | 1 | 0.064923 |  | 0.064923 | 7.0649 |  |  | * |  |  | None | *
6 | IP-59237_DOC | 16ga GA Jkt coil 60. | B | Reference Item - Document Management | Active |  | 99999 | 1 |  |  |  | Item | 1 | EA | 100 | 1 | 1 | Date |  |  | 2024-09-30 15:41 |  | * | [6 empty] | 1 |  | 1 |  |  | 0 | 0 | [5 empty] | None
6 | 45-GALC-0200 | STEEL,JKT,A60,16 GA,48" COIL | 0 | Purchased Item | Active |  | 100009 | 1 |  |  |  | Item | 0.174 | SFT | 100 | 1 | 0.174 | Date |  |  | 2024-10-15 13:19 |  | * |  |  | WIP_APU-1 |  |  |  | 0.174 |  | 1 | 5 |  | 0 | 6 |  |  | * |  |  | None | *
5 | - IP-58027 | 14ga GA Jkt coil 60 | 0 | Sub-assembly | Active |  | 85 | 1 |  |  |  | Item | 1 | EA | 100 | 1 | 1 | Date |  |  | 2024-09-30 15:41 |  | * | [6 empty] | 1 |  | 1 | 0.064923 |  | 0.064923 | 17.0649 |  |  | * |  |  | None | *
6 | 45-GALC-0505 | STEEL,JKT,A60,14 GA,60" COIL | 0 | Purchased Item | Active |  | 1 | 1 |  |  |  | Item | 0.416 | SFT | 100 | 1 | 0.416 | Date |  |  | 2024-09-30 15:41 |  | * | [6 empty] | 0.416 |  | 1 | 15 |  | 0 | 16 |  |  | * |  |  | None | *
6 | IP-58027_DOC | 14ga GA Jkt coil 60. | B | Reference Item - Document Management | Active |  | 99999 | 1 |  |  |  | Item | 1 | EA | 100 | 1 | 1 | Date |  |  | 2024-09-30 15:41 |  | * | [6 empty] | 1 |  | 1 |  |  | 0 | 0 | [5 empty] | None
5 | - IP-59236 | 16ga GA Jkt coil 60 | 0 | Sub-assembly | Active |  | 86 | 1 |  |  |  | Item | 1 | EA | 100 | 1 | 1 | Date |  |  | 2024-09-30 15:41 |  | * | [6 empty] | 1 |  | 1 | 0.064923 |  | 0.064923 | 17.0649 |  |  | * |  |  | None | *
6 | 45-GALC-0225 | STEEL,JKT,A60,16 GA,60" COIL | 0 | Purchased Item | Active |  | 1 | 1 |  |  |  | Item | 0.47 | SFT | 100 | 1 | 0.47 | Date |  |  | 2024-09-30 15:41 |  | * | [6 empty] | 0.47 |  | 1 | 15 |  | 0 | 16 |  |  | * |  |  | None | *
6 | IP-59236_DOC | 16ga GA Jkt coil 60. | B | Reference Item - Document Management | Active |  | 99999 | 1 |  |  |  | Item | 1 | EA | 100 | 1 | 1 | Date |  |  | 2024-09-30 15:41 |  | * | [6 empty] | 1 |  | 1 |  |  | 0 | 0 | [5 empty] | None
5 | - IP-54860 | STL,TUBE,A36, 4 x 4 x 1/4" piece 40 ft long | 0 | Sub-assembly | Active |  | 87 | 1 |  |  |  | Item | 3 | EA | 100 | 1 | 3 | Date |  |  | 2024-09-30 15:41 |  | * | [6 empty] | 3 |  | 1 | 0.27051 |  | 0.27051 | 17.2705 |  |  | * |  |  | None | *
6 | 40-TUBE-A34414 | STL,TUBE,A36, 4 X 4 X 1/4" PIECE 40 FT LONG | 0 | Purchased Item | Active |  | 1 | 1 |  |  |  | Item | 13.6042 | FT | 100 | 1 | 40.8125 | Date |  |  | 2024-09-30 15:41 |  | * | [6 empty] | 40.8125 |  | 1 | 15 |  | 0 | 16 |  |  | * |  |  | None | *
6 | IP-54860_DOC | STL,TUBE,A36, 4 x 4 x 1/4" piece 40 ft long. | B | Reference Item - Document Management | Active |  | 99999 | 1 |  |  |  | Item | 1 | EA | 100 | 1 | 3 | Date |  |  | 2024-09-30 15:41 |  | * | [6 empty] | 3 |  | 1 |  |  | 0 | 0 | [5 empty] | None
5 | - IP-58026 | 14ga GA Jkt coil 60 | 0 | Sub-assembly | Active |  | 88 | 1 |  |  |  | Item | 1 | EA | 100 | 1 | 1 | Date |  |  | 2024-09-30 15:41 |  | * | [6 empty] | 1 |  | 1 | 0.064923 |  | 0.064923 | 17.0649 |  |  | * |  |  | None | *
6 | 45-GALC-0505 | STEEL,JKT,A60,14 GA,60" COIL | 0 | Purchased Item | Active |  | 1 | 1 |  |  |  | Item | 1.8 | SFT | 100 | 1 | 1.8 | Date |  |  | 2024-09-30 15:41 |  | * | [6 empty] | 1.8 |  | 1 | 15 |  | 0 | 16 |  |  | * |  |  | None | *
6 | IP-58026_DOC | 14ga GA Jkt coil 60. | B | Reference Item - Document Management | Active |  | 99999 | 1 |  |  |  | Item | 1 | EA | 100 | 1 | 1 | Date |  |  | 2024-09-30 15:41 |  | * | [6 empty] | 1 |  | 1 |  |  | 0 | 0 | [5 empty] | None
5 | - IP-59115 | CHANNEL C8x11.5 piece 40 ft long | 0 | Sub-assembly | Active |  | 89 | 1 |  |  |  | Item | 1 | EA | 100 | 1 | 1 | Date |  |  | 2024-09-30 15:41 |  | * | [6 empty] | 1 |  | 1 | 0.27051 |  | 0.27051 | 17.2705 |  |  | * |  |  | None | *
6 | 40-CHAN-0140-1 | CHANNEL C8X11.5 PIECE 40 FT LONG | 0 | Purchased Item | Active |  | 1 | 1 |  |  |  | Item | 13.6042 | FT | 100 | 1 | 13.6042 | Date |  |  | 2024-09-30 15:41 |  | * | [6 empty] | 13.6042 |  | 1 | 15 |  | 0 | 16 |  |  | * |  |  | None | *
6 | IP-59115_DOC | CHANNEL C8x11.5 piece 40 ft long. | B | Reference Item - Document Management | Active |  | 99999 | 1 |  |  |  | Item | 1 | EA | 100 | 1 | 1 | Date |  |  | 2024-09-30 15:41 |  | * | [6 empty] | 1 |  | 1 |  |  | 0 | 0 | [5 empty] | None
5 | - IP-59114 | CHANNEL C8x11.5 piece 40 ft long | 0 | Sub-assembly | Active |  | 90 | 1 |  |  |  | Item | 1 | EA | 100 | 1 | 1 | Date |  |  | 2024-09-30 15:41 |  | * | [6 empty] | 1 |  | 1 | 0.27051 |  | 0.27051 | 17.2705 |  |  | * |  |  | None | *
6 | 40-CHAN-0140-1 | CHANNEL C8X11.5 PIECE 40 FT LONG | 0 | Purchased Item | Active |  | 1 | 1 |  |  |  | Item | 39.6458 | FT | 100 | 1 | 39.6458 | Date |  |  | 2024-09-30 15:41 |  | * | [6 empty] | 39.6458 |  | 1 | 15 |  | 0 | 16 |  |  | * |  |  | None | *
6 | IP-59114_DOC | CHANNEL C8x11.5 piece 40 ft long. | B | Reference Item - Document Management | Active |  | 99999 | 1 |  |  |  | Item | 1 | EA | 100 | 1 | 1 | Date |  |  | 2024-09-30 15:41 |  | * | [6 empty] | 1 |  | 1 |  |  | 0 | 0 | [5 empty] | None
5 | - IP-58025 | 14ga GA Jkt coil 60 | 0 | Sub-assembly | Active |  | 91 | 1 |  |  |  | Item | 2 | EA | 100 | 1 | 2 | Date |  |  | 2024-09-30 15:41 |  | * | [6 empty] | 2 |  | 1 | 0.064923 |  | 0.064923 | 17.0649 |  |  | * |  |  | None | *
6 | 45-GALC-0505 | STEEL,JKT,A60,14 GA,60" COIL | 0 | Purchased Item | Active |  | 1 | 1 |  |  |  | Item | 0.916 | SFT | 100 | 1 | 1.832 | Date |  |  | 2024-09-30 15:41 |  | * | [6 empty] | 1.832 |  | 1 | 15 |  | 0 | 16 |  |  | * |  |  | None | *
6 | IP-58025_DOC | 14ga GA Jkt coil 60. | B | Reference Item - Document Management | Active |  | 99999 | 1 |  |  |  | Item | 1 | EA | 100 | 1 | 2 | Date |  |  | 2024-09-30 15:41 |  | * | [6 empty] | 2 |  | 1 |  |  | 0 | 0 | [5 empty] | None
5 | - IP-59235 | 16ga GA Jkt coil 60 | 0 | Sub-assembly | Active |  | 92 | 1 |  |  |  | Item | 1 | EA | 100 | 1 | 1 | Date |  |  | 2024-09-30 15:41 |  | * | [6 empty] | 1 |  | 1 | 0.064923 |  | 0.064923 | 51.0649 |  |  | * |  |  | None | *
6 | 45-GALC-0225 | STEEL,JKT,A60,16 GA,60" COIL | 0 | Purchased Item | Active |  | 1 | 1 |  |  |  | Item | 0.457 | SFT | 100 | 1 | 0.457 | Date |  |  | 2024-09-30 15:41 |  | * | [6 empty] | 0.457 |  | 1 | 15 |  | 0 | 16 |  |  | * |  |  | None | *
6 | IP-59235_DOC | 16ga GA Jkt coil 60. | B | Reference Item - Document Management | Active |  | 99999 | 1 |  |  |  | Item | 1 | EA | 100 | 1 | 1 | Date |  |  | 2024-09-30 15:41 |  | * | [6 empty] | 1 |  | 1 | 50 |  | 0 | 50 | [5 empty] | None
5 | - IP-54859 | STL,TUBE,A36, 4 x 2 x 1/4" piece 40 ft long | 0 | Sub-assembly | Active |  | 93 | 1 |  |  |  | Item | 1 | EA | 100 | 1 | 1 | Date |  |  | 2024-09-30 15:41 |  | * | [6 empty] | 1 |  | 1 | 0.27051 |  | 0.27051 | 17.2705 |  |  | * |  |  | None | *
6 | 40-TUBE-A32414 | STL,TUBE,A36, 4 X 2 X 1/4" PIECE 40 FT LONG | 0 | Purchased Item | Active |  | 1 | 1 |  |  |  | Item | 5.1719 | FT | 100 | 1 | 5.1719 | Date |  |  | 2024-09-30 15:41 |  | * | [6 empty] | 5.1719 |  | 1 | 15 |  | 0 | 16 |  |  | * |  |  | None | *
6 | IP-54859_DOC | STL,TUBE,A36, 4 x 2 x 1/4" piece 40 ft long. | B | Reference Item - Document Management | Active |  | 99999 | 1 |  |  |  | Item | 1 | EA | 100 | 1 | 1 | Date |  |  | 2024-09-30 15:41 |  | * | [6 empty] | 1 |  | 1 |  |  | 0 | 0 | [5 empty] | None
5 | - IP-54858 | STL,TUBE,A36, 6 x 2 x 1/4" piece 40 ft long | 0 | Sub-assembly | Active |  | 94 | 1 |  |  |  | Item | 4 | EA | 100 | 1 | 4 | Date |  |  | 2024-09-30 15:41 |  | * | [6 empty] | 4 |  | 1 | 0.27051 |  | 0.27051 | 32.2705 |  |  | * |  |  | None | *
6 | 40-TUBE-A36214 | STL,TUBE,A36, 6 X 2 X 1/4" PIECE 40 FT LONG | 0 | Purchased Item | Active |  | 1 | 1 |  |  |  | Item | 13.6042 | FT | 100 | 1 | 54.4167 | Date |  |  | 2024-09-30 15:41 |  | * | [6 empty] | 54.4167 |  | 1 | 30 |  | 0 | 31 |  |  | * |  |  | None | *
6 | IP-54858_DOC | STL,TUBE,A36, 6 x 2 x 1/4" piece 40 ft long. | B | Reference Item - Document Management | Active |  | 99999 | 1 |  |  |  | Item | 1 | EA | 100 | 1 | 4 | Date |  |  | 2024-09-30 15:41 |  | * | [6 empty] | 4 |  | 1 | 10 |  | 0 | 10 | [5 empty] | None
5 | - IP-54855 | STL,TUBE,A36, 6 x 2 x 1/4" piece 40 ft long | 0 | Sub-assembly | Active |  | 95 | 1 |  |  |  | Item | 2 | EA | 100 | 1 | 2 | Date |  |  | 2024-09-30 15:41 |  | * | [6 empty] | 2 |  | 1 | 0.27051 |  | 0.27051 | 32.2705 |  |  | * |  |  | None | *
6 | 40-TUBE-A36214 | STL,TUBE,A36, 6 X 2 X 1/4" PIECE 40 FT LONG | 0 | Purchased Item | Active |  | 1 | 1 |  |  |  | Item | 1.5104 | FT | 100 | 1 | 3.0208 | Date |  |  | 2024-09-30 15:41 |  | * | [6 empty] | 3.0208 |  | 1 | 30 |  | 0 | 31 |  |  | * |  |  | None | *
6 | IP-54855_DOC | STL,TUBE,A36, 6 x 2 x 1/4" piece 40 ft long. | B | Reference Item - Document Management | Active |  | 99999 | 1 |  |  |  | Item | 1 | EA | 100 | 1 | 2 | Date |  |  | 2024-09-30 15:41 |  | * | [6 empty] | 2 |  | 1 |  |  | 0 | 0 | [5 empty] | None
5 | - IP-54854 | STL,TUBE,A36, 6 x 2 x 1/4" piece 40 ft long | 0 | Sub-assembly | Active |  | 96 | 1 |  |  |  | Item | 2 | EA | 100 | 1 | 2 | Date |  |  | 2024-09-30 15:41 |  | * | [6 empty] | 2 |  | 1 | 0.27051 |  | 0.27051 | 32.2705 |  |  | * |  |  | None | *
6 | 40-TUBE-A36214 | STL,TUBE,A36, 6 X 2 X 1/4" PIECE 40 FT LONG | 0 | Purchased Item | Active |  | 1 | 1 |  |  |  | Item | 1.0417 | FT | 100 | 1 | 2.0833 | Date |  |  | 2024-09-30 15:41 |  | * | [6 empty] | 2.0833 |  | 1 | 30 |  | 0 | 31 |  |  | * |  |  | None | *
6 | IP-54854_DOC | STL,TUBE,A36, 6 x 2 x 1/4" piece 40 ft long. | B | Reference Item - Document Management | Active |  | 99999 | 1 |  |  |  | Item | 1 | EA | 100 | 1 | 2 | Date |  |  | 2024-09-30 15:41 |  | * | [6 empty] | 2 |  | 1 |  |  | 0 | 0 | [5 empty] | None
5 | - IP-54857 | STL,TUBE,A36, 4 x 2 x 1/4" piece 40 ft long | 0 | Sub-assembly | Active |  | 97 | 1 |  |  |  | Item | 1 | EA | 100 | 1 | 1 | Date |  |  | 2024-09-30 15:41 |  | * | [6 empty] | 1 |  | 1 | 0.27051 |  | 0.27051 | 17.2705 |  |  | * |  |  | None | *
6 | 40-TUBE-A32414 | STL,TUBE,A36, 4 X 2 X 1/4" PIECE 40 FT LONG | 0 | Purchased Item | Active |  | 1 | 1 |  |  |  | Item | 3.0521 | FT | 100 | 1 | 3.0521 | Date |  |  | 2024-09-30 15:41 |  | * | [6 empty] | 3.0521 |  | 1 | 15 |  | 0 | 16 |  |  | * |  |  | None | *
6 | IP-54857_DOC | STL,TUBE,A36, 4 x 2 x 1/4" piece 40 ft long. | B | Reference Item - Document Management | Active |  | 99999 | 1 |  |  |  | Item | 1 | EA | 100 | 1 | 1 | Date |  |  | 2024-09-30 15:41 |  | * | [6 empty] | 1 |  | 1 | 12 |  | 0 | 12 | [5 empty] | None
5 | - IP-54856 | STL,TUBE,A36, 4 x 2 x 1/4" piece 40 ft long | 0 | Sub-assembly | Active |  | 98 | 1 |  |  |  | Item | 9 | EA | 100 | 1 | 9 | Date |  |  | 2024-09-30 15:41 |  | * | [6 empty] | 9 |  | 1 | 0.27051 |  | 0.27051 | 17.2705 |  |  | * |  |  | None | *
6 | 40-TUBE-A32414 | STL,TUBE,A36, 4 X 2 X 1/4" PIECE 40 FT LONG | 0 | Purchased Item | Active |  | 1 | 1 |  |  |  | Item | 6.7188 | FT | 100 | 1 | 60.4688 | Date |  |  | 2024-09-30 15:41 |  | * | [6 empty] | 60.4688 |  | 1 | 15 |  | 0 | 16 |  |  | * |  |  | None | *
6 | IP-54856_DOC | STL,TUBE,A36, 4 x 2 x 1/4" piece 40 ft long. | B | Reference Item - Document Management | Active |  | 99999 | 1 |  |  |  | Item | 1 | EA | 100 | 1 | 9 | Date |  |  | 2024-09-30 15:41 |  | * | [6 empty] | 9 |  | 1 |  |  | 0 | 0 | [5 empty] | None
5 | - IP-59193 | 16ga GA Jkt coil 60 | 0 | Sub-assembly | Active |  | 99 | 1 |  |  |  | Item | 1 | EA | 100 | 1 | 1 | Date |  |  | 2024-09-30 15:41 |  | * | [6 empty] | 1 |  | 1 | 0.064923 |  | 0.064923 | 17.0649 |  |  | * |  |  | None | *
6 | 45-GALC-0225 | STEEL,JKT,A60,16 GA,60" COIL | 0 | Purchased Item | Active |  | 1 | 1 |  |  |  | Item | 0.516 | SFT | 100 | 1 | 0.516 | Date |  |  | 2024-09-30 15:41 |  | * | [6 empty] | 0.516 |  | 1 | 15 |  | 0 | 16 |  |  | * |  |  | None | *
6 | IP-59193_DOC | 16ga GA Jkt coil 60. | B | Reference Item - Document Management | Active |  | 99999 | 1 |  |  |  | Item | 1 | EA | 100 | 1 | 1 | Date |  |  | 2024-09-30 15:41 |  | * | [6 empty] | 1 |  | 1 |  |  | 0 | 0 | [5 empty] | None
5 | - IP-59223 | 16ga GA Jkt coil 60 | 0 | Sub-assembly | Active |  | 100 | 1 |  |  |  | Item | 1 | EA | 100 | 1 | 1 | Date |  |  | 2024-09-30 15:41 |  | * | [6 empty] | 1 |  | 1 | 0.064923 |  | 0.064923 | 17.0649 |  |  | * |  |  | None | *
6 | 45-GALC-0225 | STEEL,JKT,A60,16 GA,60" COIL | 0 | Purchased Item | Active |  | 1 | 1 |  |  |  | Item | 0.1 | SFT | 100 | 1 | 0.1 | Date |  |  | 2024-09-30 15:41 |  | * | [6 empty] | 0.1 |  | 1 | 15 |  | 0 | 16 |  |  | * |  |  | None | *
6 | IP-59223_DOC | 16ga GA Jkt coil 60. | B | Reference Item - Document Management | Active |  | 99999 | 1 |  |  |  | Item | 1 | EA | 100 | 1 | 1 | Date |  |  | 2024-09-30 15:41 |  | * | [6 empty] | 1 |  | 1 |  |  | 0 | 0 | [5 empty] | None
5 | - IP-59222 | 16ga GA Jkt coil 60 | 0 | Sub-assembly | Active |  | 101 | 1 |  |  |  | Item | 1 | EA | 100 | 1 | 1 | Date |  |  | 2024-09-30 15:41 |  | * | [6 empty] | 1 |  | 1 | 0.064923 |  | 0.064923 | 17.0649 |  |  | * |  |  | None | *
6 | 45-GALC-0225 | STEEL,JKT,A60,16 GA,60" COIL | 0 | Purchased Item | Active |  | 1 | 1 |  |  |  | Item | 0.373 | SFT | 100 | 1 | 0.373 | Date |  |  | 2024-09-30 15:41 |  | * | [6 empty] | 0.373 |  | 1 | 15 |  | 0 | 16 |  |  | * |  |  | None | *
6 | IP-59222_DOC | 16ga GA Jkt coil 60. | B | Reference Item - Document Management | Active |  | 99999 | 1 |  |  |  | Item | 1 | EA | 100 | 1 | 1 | Date |  |  | 2024-09-30 15:41 |  | * | [6 empty] | 1 |  | 1 |  |  | 0 | 0 | [5 empty] | None
5 | - IP-59221 | 16ga GA Jkt coil 60 | 0 | Sub-assembly | Active |  | 102 | 1 |  |  |  | Item | 1 | EA | 100 | 1 | 1 | Date |  |  | 2024-09-30 15:41 |  | * | [6 empty] | 1 |  | 1 | 0.064923 |  | 0.064923 | 51.0649 |  |  | * |  |  | None | *
6 | IP-59221_DOC | 16ga GA Jkt coil 60. | B | Reference Item - Document Management | Active |  | 99999 | 1 |  |  |  | Item | 1 | EA | 100 | 1 | 1 | Date |  |  | 2024-09-30 15:41 |  | * | [6 empty] | 1 |  | 1 | 50 |  | 0 | 50 | [5 empty] | None
6 | 45-GALC-0200 | STEEL,JKT,A60,16 GA,48" COIL | 0 | Purchased Item | Active |  | 100009 | 1 |  |  |  | Item | 0.122 | SFT | 100 | 1 | 0.122 | Date |  |  | 2024-10-15 11:55 |  | * |  |  | WIP_APU-1 |  |  |  | 0.122 |  | 1 | 5 |  | 0 | 6 |  |  | * |  |  | None | *
5 | - IP-54851 | CHANNEL C8x11.5 piece 40 ft long | 0 | Sub-assembly | Active |  | 103 | 1 |  |  |  | Item | 1 | EA | 100 | 1 | 1 | Date |  |  | 2024-09-30 15:41 |  | * | [6 empty] | 1 |  | 1 | 0.27051 |  | 0.27051 | 17.2705 |  |  | * |  |  | None | *
6 | 40-CHAN-0140-1 | CHANNEL C8X11.5 PIECE 40 FT LONG | 0 | Purchased Item | Active |  | 1 | 1 |  |  |  | Item | 39.6458 | FT | 100 | 1 | 39.6458 | Date |  |  | 2024-09-30 15:41 |  | * | [6 empty] | 39.6458 |  | 1 | 15 |  | 0 | 16 |  |  | * |  |  | None | *
6 | IP-54851_DOC | CHANNEL C8x11.5 piece 40 ft long. | B | Reference Item - Document Management | Active |  | 99999 | 1 |  |  |  | Item | 1 | EA | 100 | 1 | 1 | Date |  |  | 2024-09-30 15:41 |  | * | [6 empty] | 1 |  | 1 |  |  | 0 | 0 | [5 empty] | None
5 | - IP-59229 | 16ga GA Jkt coil 60 | 0 | Sub-assembly | Active |  | 104 | 1 |  |  |  | Item | 1 | EA | 100 | 1 | 1 | Date |  |  | 2024-09-30 15:41 |  | * | [6 empty] | 1 |  | 1 | 0.064923 |  | 0.064923 | 17.0649 |  |  | * |  |  | None | *
6 | 45-GALC-0225 | STEEL,JKT,A60,16 GA,60" COIL | 0 | Purchased Item | Active |  | 1 | 1 |  |  |  | Item | 0.1 | SFT | 100 | 1 | 0.1 | Date |  |  | 2024-09-30 15:41 |  | * | [6 empty] | 0.1 |  | 1 | 15 |  | 0 | 16 |  |  | * |  |  | None | *
6 | IP-59229_DOC | 16ga GA Jkt coil 60. | B | Reference Item - Document Management | Active |  | 99999 | 1 |  |  |  | Item | 1 | EA | 100 | 1 | 1 | Date |  |  | 2024-09-30 15:41 |  | * | [6 empty] | 1 |  | 1 | 5 |  | 0 | 5 | [5 empty] | None
5 | - IP-54853 | STL,TUBE,A36, 4 x 4 x 1/4" piece 40 ft long | 0 | Sub-assembly | Active |  | 105 | 1 |  |  |  | Item | 1 | EA | 100 | 1 | 1 | Date |  |  | 2024-09-30 15:41 |  | * | [6 empty] | 1 |  | 1 | 0.27051 |  | 0.27051 | 17.2705 |  |  | * |  |  | None | *
6 | 40-TUBE-A34414 | STL,TUBE,A36, 4 X 4 X 1/4" PIECE 40 FT LONG | 0 | Purchased Item | Active |  | 1 | 1 |  |  |  | Item | 6.7188 | FT | 100 | 1 | 6.7188 | Date |  |  | 2024-09-30 15:41 |  | * | [6 empty] | 6.7188 |  | 1 | 15 |  | 0 | 16 |  |  | * |  |  | None | *
6 | IP-54853_DOC | STL,TUBE,A36, 4 x 4 x 1/4" piece 40 ft long. | B | Reference Item - Document Management | Active |  | 99999 | 1 |  |  |  | Item | 1 | EA | 100 | 1 | 1 | Date |  |  | 2024-09-30 15:41 |  | * | [6 empty] | 1 |  | 1 |  |  | 0 | 0 | [5 empty] | None
5 | - IP-59228 | 16ga GA Jkt coil 60 | 0 | Sub-assembly | Active |  | 106 | 1 |  |  |  | Item | 1 | EA | 100 | 1 | 1 | Date |  |  | 2024-09-30 15:41 |  | * | [6 empty] | 1 |  | 1 | 0.064923 |  | 0.064923 | 17.0649 |  |  | * |  |  | None | *
6 | 45-GALC-0225 | STEEL,JKT,A60,16 GA,60" COIL | 0 | Purchased Item | Active |  | 1 | 1 |  |  |  | Item | 0.373 | SFT | 100 | 1 | 0.373 | Date |  |  | 2024-09-30 15:41 |  | * | [6 empty] | 0.373 |  | 1 | 15 |  | 0 | 16 |  |  | * |  |  | None | *
6 | IP-59228_DOC | 16ga GA Jkt coil 60. | B | Reference Item - Document Management | Active |  | 99999 | 1 |  |  |  | Item | 1 | EA | 100 | 1 | 1 | Date |  |  | 2024-09-30 15:41 |  | * | [6 empty] | 1 |  | 1 |  |  | 0 | 0 | [5 empty] | None
5 | - IP-54852 | CHANNEL C8x11.5 piece 40 ft long | 0 | Sub-assembly | Active |  | 107 | 1 |  |  |  | Item | 1 | EA | 100 | 1 | 1 | Date |  |  | 2024-09-30 15:41 |  | * | [6 empty] | 1 |  | 1 | 0.27051 |  | 0.27051 | 17.2705 |  |  | * |  |  | None | *
6 | 40-CHAN-0140-1 | CHANNEL C8X11.5 PIECE 40 FT LONG | 0 | Purchased Item | Active |  | 1 | 1 |  |  |  | Item | 13.6042 | FT | 100 | 1 | 13.6042 | Date |  |  | 2024-09-30 15:41 |  | * | [6 empty] | 13.6042 |  | 1 | 15 |  | 0 | 16 |  |  | * |  |  | None | *
6 | IP-54852_DOC | CHANNEL C8x11.5 piece 40 ft long. | B | Reference Item - Document Management | Active |  | 99999 | 1 |  |  |  | Item | 1 | EA | 100 | 1 | 1 | Date |  |  | 2024-09-30 15:41 |  | * | [6 empty] | 1 |  | 1 |  |  | 0 | 0 | [5 empty] | None
5 | - IP-59227 | 16ga GA Jkt coil 60 | 0 | Sub-assembly | Active |  | 108 | 1 |  |  |  | Item | 1 | EA | 100 | 1 | 1 | Date |  |  | 2024-09-30 15:41 |  | * | [6 empty] | 1 |  | 1 | 0.064923 |  | 0.064923 | 17.0649 |  |  | * |  |  | None | *
6 | 45-GALC-0225 | STEEL,JKT,A60,16 GA,60" COIL | 0 | Purchased Item | Active |  | 1 | 1 |  |  |  | Item | 0.122 | SFT | 100 | 1 | 0.122 | Date |  |  | 2024-09-30 15:41 |  | * | [6 empty] | 0.122 |  | 1 | 15 |  | 0 | 16 |  |  | * |  |  | None | *
6 | IP-59227_DOC | 16ga GA Jkt coil 60. | B | Reference Item - Document Management | Active |  | 99999 | 1 |  |  |  | Item | 1 | EA | 100 | 1 | 1 | Date |  |  | 2024-09-30 15:41 |  | * | [6 empty] | 1 |  | 1 |  |  | 0 | 0 | [5 empty] | None
5 | - IP-59226 | 16ga GA Jkt coil 60 | 0 | Sub-assembly | Active |  | 109 | 1 |  |  |  | Item | 1 | EA | 100 | 1 | 1 | Date |  |  | 2024-09-30 15:41 |  | * | [6 empty] | 1 |  | 1 | 0.064923 |  | 0.064923 | 17.0649 |  |  | * |  |  | None | *
6 | 45-GALC-0225 | STEEL,JKT,A60,16 GA,60" COIL | 0 | Purchased Item | Active |  | 1 | 1 |  |  |  | Item | 0.174 | SFT | 100 | 1 | 0.174 | Date |  |  | 2024-09-30 15:41 |  | * | [6 empty] | 0.174 |  | 1 | 15 |  | 0 | 16 |  |  | * |  |  | None | *
6 | IP-59226_DOC | 16ga GA Jkt coil 60. | B | Reference Item - Document Management | Active |  | 99999 | 1 |  |  |  | Item | 1 | EA | 100 | 1 | 1 | Date |  |  | 2024-09-30 15:41 |  | * | [6 empty] | 1 |  | 1 |  |  | 0 | 0 | [5 empty] | None
5 | - IP-59225 | 16ga GA Jkt coil 60 | 0 | Sub-assembly | Active |  | 110 | 1 |  |  |  | Item | 1 | EA | 100 | 1 | 1 | Date |  |  | 2024-09-30 15:41 |  | * | [6 empty] | 1 |  | 1 | 0.064923 |  | 0.064923 | 71.0649 |  |  | * |  |  | None | *
6 | 45-GALC-0225 | STEEL,JKT,A60,16 GA,60" COIL | 0 | Purchased Item | Active |  | 1 | 1 |  |  |  | Item | 0.47 | SFT | 100 | 1 | 0.47 | Date |  |  | 2024-09-30 15:41 |  | * | [6 empty] | 0.47 |  | 1 | 15 |  | 0 | 16 |  |  | * |  |  | None | *
6 | IP-59225_DOC | 16ga GA Jkt coil 60. | B | Reference Item - Document Management | Active |  | 99999 | 1 |  |  |  | Item | 1 | EA | 100 | 1 | 1 | Date |  |  | 2024-09-30 15:41 |  | * | [6 empty] | 1 |  | 1 | 70 |  | 0 | 70 | [5 empty] | None
5 | - IP-59224 | 16ga GA Jkt coil 60 | 0 | Sub-assembly | Active |  | 111 | 1 |  |  |  | Item | 1 | EA | 100 | 1 | 1 | Date |  |  | 2024-09-30 15:41 |  | * | [6 empty] | 1 |  | 1 | 0.064923 |  | 0.064923 | 41.0649 |  |  | * |  |  | None | *
6 | 45-GALC-0225 | STEEL,JKT,A60,16 GA,60" COIL | 0 | Purchased Item | Active |  | 1 | 1 |  |  |  | Item | 0.457 | SFT | 100 | 1 | 0.457 | Date |  |  | 2024-09-30 15:41 |  | * | [6 empty] | 0.457 |  | 1 | 15 |  | 0 | 16 |  |  | * |  |  | None | *
6 | IP-59224_DOC | 16ga GA Jkt coil 60. | B | Reference Item - Document Management | Active |  | 99999 | 1 |  |  |  | Item | 1 | EA | 100 | 1 | 1 | Date |  |  | 2024-09-30 15:41 |  | * | [6 empty] | 1 |  | 1 | 40 |  | 0 | 40 | [5 empty] | None
5 | - IP-59212 | 16ga GA Jkt coil 60 | 0 | Sub-assembly | Active |  | 112 | 1 |  |  |  | Item | 1 | EA | 100 | 1 | 1 | Date |  |  | 2024-09-30 15:41 |  | * | [6 empty] | 1 |  | 1 | 0.064923 |  | 0.064923 | 17.0649 |  |  | * |  |  | None | *
6 | 45-GALC-0225 | STEEL,JKT,A60,16 GA,60" COIL | 0 | Purchased Item | Active |  | 1 | 1 |  |  |  | Item | 0.322 | SFT | 100 | 1 | 0.322 | Date |  |  | 2024-09-30 15:41 |  | * | [6 empty] | 0.322 |  | 1 | 15 |  | 0 | 16 |  |  | * |  |  | None | *
6 | IP-59212_DOC | 16ga GA Jkt coil 60. | B | Reference Item - Document Management | Active |  | 99999 | 1 |  |  |  | Item | 1 | EA | 100 | 1 | 1 | Date |  |  | 2024-09-30 15:41 |  | * | [6 empty] | 1 |  | 1 |  |  | 0 | 0 | [5 empty] | None
5 | - IP-59211 | 16ga GA Jkt coil 60 | 0 | Sub-assembly | Active |  | 113 | 1 |  |  |  | Item | 1 | EA | 100 | 1 | 1 | Date |  |  | 2024-09-30 15:41 |  | * | [6 empty] | 1 |  | 1 | 0.064923 |  | 0.064923 | 31.0649 |  |  | * |  |  | None | *
6 | 45-GALC-0225 | STEEL,JKT,A60,16 GA,60" COIL | 0 | Purchased Item | Active |  | 1 | 1 |  |  |  | Item | 0.144 | SFT | 100 | 1 | 0.144 | Date |  |  | 2024-09-30 15:41 |  | * | [6 empty] | 0.144 |  | 1 | 15 |  | 0 | 16 |  |  | * |  |  | None | *
6 | IP-59211_DOC | 16ga GA Jkt coil 60. | B | Reference Item - Document Management | Active |  | 99999 | 1 |  |  |  | Item | 1 | EA | 100 | 1 | 1 | Date |  |  | 2024-09-30 15:41 |  | * | [6 empty] | 1 |  | 1 | 30 |  | 0 | 30 | [5 empty] | None
5 | - IP-59210 | 16ga GA Jkt coil 60 | 0 | Sub-assembly | Active |  | 114 | 1 |  |  |  | Item | 1 | EA | 100 | 1 | 1 | Date |  |  | 2024-09-30 15:41 |  | * | [6 empty] | 1 |  | 1 | 0.064923 |  | 0.064923 | 17.0649 |  |  | * |  |  | None | *
6 | 45-GALC-0225 | STEEL,JKT,A60,16 GA,60" COIL | 0 | Purchased Item | Active |  | 1 | 1 |  |  |  | Item | 0.144 | SFT | 100 | 1 | 0.144 | Date |  |  | 2024-09-30 15:41 |  | * | [6 empty] | 0.144 |  | 1 | 15 |  | 0 | 16 |  |  | * |  |  | None | *
6 | IP-59210_DOC | 16ga GA Jkt coil 60. | B | Reference Item - Document Management | Active |  | 99999 | 1 |  |  |  | Item | 1 | EA | 100 | 1 | 1 | Date |  |  | 2024-09-30 15:41 |  | * | [6 empty] | 1 |  | 1 |  |  | 0 | 0 | [5 empty] | None
5 | - IP-59218 | 16ga GA Jkt coil 60 | 0 | Sub-assembly | Active |  | 115 | 1 |  |  |  | Item | 1 | EA | 100 | 1 | 1 | Date |  |  | 2024-09-30 15:41 |  | * | [6 empty] | 1 |  | 1 | 0.064923 |  | 0.064923 | 17.0649 |  |  | * |  |  | None | *
6 | 45-GALC-0225 | STEEL,JKT,A60,16 GA,60" COIL | 0 | Purchased Item | Active |  | 1 | 1 |  |  |  | Item | 0.249 | SFT | 100 | 1 | 0.249 | Date |  |  | 2024-09-30 15:41 |  | * | [6 empty] | 0.249 |  | 1 | 15 |  | 0 | 16 |  |  | * |  |  | None | *
6 | IP-59218_DOC | 16ga GA Jkt coil 60. | B | Reference Item - Document Management | Active |  | 99999 | 1 |  |  |  | Item | 1 | EA | 100 | 1 | 1 | Date |  |  | 2024-09-30 15:41 |  | * | [6 empty] | 1 |  | 1 |  |  | 0 | 0 | [5 empty] | None
5 | - IP-59217 | 16ga GA Jkt coil 60 | 0 | Sub-assembly | Active |  | 116 | 1 |  |  |  | Item | 1 | EA | 100 | 1 | 1 | Date |  |  | 2024-09-30 15:41 |  | * | [6 empty] | 1 |  | 1 | 0.064923 |  | 0.064923 | 17.0649 |  |  | * |  |  | None | *
6 | 45-GALC-0225 | STEEL,JKT,A60,16 GA,60" COIL | 0 | Purchased Item | Active |  | 1 | 1 |  |  |  | Item | 0.217 | SFT | 100 | 1 | 0.217 | Date |  |  | 2024-09-30 15:41 |  | * | [6 empty] | 0.217 |  | 1 | 15 |  | 0 | 16 |  |  | * |  |  | None | *
6 | IP-59217_DOC | 16ga GA Jkt coil 60. | B | Reference Item - Document Management | Active |  | 99999 | 1 |  |  |  | Item | 1 | EA | 100 | 1 | 1 | Date |  |  | 2024-09-30 15:41 |  | * | [6 empty] | 1 |  | 1 |  |  | 0 | 0 | [5 empty] | None
5 | - IP-59216 | 16ga GA Jkt coil 60 | 0 | Sub-assembly | Active |  | 117 | 1 |  |  |  | Item | 1 | EA | 100 | 1 | 1 | Date |  |  | 2024-09-30 15:41 |  | * | [6 empty] | 1 |  | 1 | 0.064923 |  | 0.064923 | 17.0649 |  |  | * |  |  | None | *
6 | 45-GALC-0225 | STEEL,JKT,A60,16 GA,60" COIL | 0 | Purchased Item | Active |  | 1 | 1 |  |  |  | Item | 0.249 | SFT | 100 | 1 | 0.249 | Date |  |  | 2024-09-30 15:41 |  | * | [6 empty] | 0.249 |  | 1 | 15 |  | 0 | 16 |  |  | * |  |  | None | *
6 | IP-59216_DOC | 16ga GA Jkt coil 60. | B | Reference Item - Document Management | Active |  | 99999 | 1 |  |  |  | Item | 1 | EA | 100 | 1 | 1 | Date |  |  | 2024-09-30 15:41 |  | * | [6 empty] | 1 |  | 1 |  |  | 0 | 0 | [5 empty] | None
5 | - IP-59215 | 16ga GA Jkt coil 60 | 0 | Sub-assembly | Active |  | 118 | 1 |  |  |  | Item | 1 | EA | 100 | 1 | 1 | Date |  |  | 2024-09-30 15:41 |  | * | [6 empty] | 1 |  | 1 | 0.064923 |  | 0.064923 | 17.0649 |  |  | * |  |  | None | *
6 | 45-GALC-0225 | STEEL,JKT,A60,16 GA,60" COIL | 0 | Purchased Item | Active |  | 1 | 1 |  |  |  | Item | 0.217 | SFT | 100 | 1 | 0.217 | Date |  |  | 2024-09-30 15:41 |  | * | [6 empty] | 0.217 |  | 1 | 15 |  | 0 | 16 |  |  | * |  |  | None | *
6 | IP-59215_DOC | 16ga GA Jkt coil 60. | B | Reference Item - Document Management | Active |  | 99999 | 1 |  |  |  | Item | 1 | EA | 100 | 1 | 1 | Date |  |  | 2024-09-30 15:41 |  | * | [6 empty] | 1 |  | 1 | 15 |  | 0 | 15 | [5 empty] | None
4 | - MCYS06-SMA-66231 | ACCES PLATE LOWER EBS | B | Sub-assembly | Active |  | 4 | 1 |  |  |  | Item | 1 | EA | 100 | 1 | 1 | Date |  |  | 2024-09-30 15:41 |  | * | [6 empty] | 1 |  | 1 | 0.064923 |  | 0.12985 | 54.0649 |  |  | * |  |  | None | *
5 | - MCYS06-SMA-66234 | BASE - ACCES PLATE - SUB ASSY | 0 | Sub-assembly | Active |  | 1 | 1 |  |  |  | Item | 1 | EA | 100 | 1 | 1 | Date |  |  | 2024-09-30 15:41 |  | * | [6 empty] | 1 |  | 1 | 0 |  | 0.064923 | 53 |  |  | * |  |  | None | *
6 | 76-HANDLE-5185A | RECTANGULAR PULL HANDLE POLISHED STEEL, 5-3/4" CENTER-TO-CENTER WIDTH, 304 STAINLESS STEEL, MCMASTER # 5185A1 | 0 | Purchased Item | Active |  | 1 | 1 |  |  |  | Item | 2 | EA | 100 | 1 | 2 | Date |  |  | 2024-09-30 15:41 |  | * | [6 empty] | 2 |  | 1 | 50 |  | 0 | 51 |  |  | * |  |  | None | *
6 | - IP-54994 | Plate | 0 | Sub-assembly | Active |  | 2 | 1 |  |  |  | Item | 1 | EA | 100 | 1 | 1 | Date |  |  | 2024-09-30 15:41 |  | * | [6 empty] | 1 |  | 1 | 0.064923 |  | 0.064923 | 22.0649 |  |  | * |  |  | None | *
7 | IP-54994_DOC | Plate. | B | Reference Item - Document Management | Active |  | 99999 | 1 |  |  |  | Item | 1 | EA | 100 | 1 | 1 | Date |  |  | 2024-09-30 15:41 |  | * | [6 empty] | 1 |  | 1 |  |  | 0 | 0 | [5 empty] | None
7 | 45-304L-0190 | STEEL,304L,S/S,14GA,60X120 | 0 | Purchased Item | Active |  | 100009 | 1 |  |  |  | Item | 8 | SFT | 100 | 1 | 8 | Date |  |  | 2024-10-15 10:43 |  | * |  |  | WIP_APU-1 |  |  |  | 8 |  | 1 | 20 |  | 0 | 21 |  |  | * |  |  | None | *
6 | - IP-54993 | Insulation Cover | 0 | Sub-assembly | Active |  | 3 | 1 |  |  |  | Item | 1 | EA | 100 | 1 | 1 | Date |  |  | 2024-09-30 15:41 |  | * | [6 empty] | 1 |  | 1 | 0.064923 |  | 0.064923 | 22.0649 |  |  | * |  |  | None | *
7 | IP-54993_DOC | Insulation Cover. | B | Reference Item - Document Management | Active |  | 99999 | 1 |  |  |  | Item | 1 | EA | 100 | 1 | 1 | Date |  |  | 2024-09-30 15:41 |  | * | [6 empty] | 1 |  | 1 |  |  | 0 | 0 | [5 empty] | None
7 | 45-304L-0190 | STEEL,304L,S/S,14GA,60X120 | 0 | Purchased Item | Active |  | 100009 | 1 |  |  |  | Item | 6.25 | SFT | 100 | 1 | 6.25 | Date |  |  | 2024-10-15 10:42 |  | * |  |  | WIP_APU-1 |  |  |  | 6.25 |  | 1 | 20 |  | 0 | 21 |  |  | * |  |  | None | *
6 | 75-SCWH-14-114S | 1/4-14X1 1/4"S.DRILL HEAX HEAD 410SS | 0 | Purchased Item | Active |  | 4 | 1 |  |  |  | Item | 4 | EA | 100 | 1 | 4 | Date |  |  | 2024-09-30 15:41 |  | * | [6 empty] | 4 |  | 1 | 20 |  | 0 | 21 |  |  | * |  |  | None | *
6 | - IP-54991 | Gasket - Neoprene - 1.00"w x 0.25"t SINGLECOAT FOAM TAPE | 0 | Sub-assembly | Active |  | 5 | 1 |  |  |  | Item | 1 | EA | 100 | 1 | 1 | Date |  |  | 2024-09-30 15:41 |  | * | [6 empty] | 1 |  | 1 | 0 |  | 0 | 52 |  |  | * |  |  | None | *
7 | 85-FOAM-0110 | GASKET - NEOPRENE - 1.00"W X 0.25"T SINGLECOAT FOAM TAPE | 0 | Purchased Item | Active |  | 1 | 1 |  |  |  | Item | 8.5 | FT | 100 | 1 | 8.5 | Date |  |  | 2024-09-30 15:41 |  | * | [6 empty] | 8.5 |  | 1 | 50 |  | 0 | 51 |  |  | * |  |  | None | *
4 | - MCYS06-SWA-66120 | DRAN TWO ASSY BASE LOWER | 0 | Sub-assembly | Active |  | 5 | 1 |  |  |  | Item | 1 | EA | 100 | 1 | 1 | Date |  |  | 2024-09-30 15:41 |  | * | [6 empty] | 1 |  | 1 | 0 |  | 0.064923 | 19.0649 |  |  | * |  |  | None | *
5 | - MCYS06-SWA-66122 | DRAIN SUB ASSY 2 | 0 | Sub-assembly | Active |  | 1 | 1 |  |  |  | Item | 1 | EA | 100 | 1 | 1 | Date |  |  | 2024-09-30 15:41 |  | * | [6 empty] | 1 |  | 1 | 0 |  | 0.064923 | 18.0649 |  |  | * |  |  | None | *
6 | 18-COVER-0110 | 5" DRAIN COVER FLAT ROUND MCMASTER # 2413K2 | 0 | Purchased Item | Active |  | 1 | 1 |  |  |  | Item | 1 | EA | 100 | 1 | 1 | Date |  |  | 2024-09-30 15:41 |  | * | [6 empty] | 1 |  | 1 | 15 |  | 0 | 16 |  |  | * |  |  | None | *
6 | - IP-54899 | 16ga SS 304L Solid coil 60 | 0 | Sub-assembly | Active |  | 2 | 1 |  |  |  | Item | 1 | EA | 100 | 1 | 1 | Date |  |  | 2024-09-30 15:41 |  | * | [6 empty] | 1 |  | 1 | 0.064923 |  | 0.064923 | 17.0649 |  |  | * |  |  | None | *
7 | IP-54899_DOC | 16ga SS 304L Solid coil 60. | B | Reference Item - Document Management | Active |  | 99999 | 1 |  |  |  | Item | 1 | EA | 100 | 1 | 1 | Date |  |  | 2024-09-30 15:41 |  | * | [6 empty] | 1 |  | 1 | 0 |  | 0 | 0 | [5 empty] | None
7 | 45-304L-C0100 | 16ga SS 304L Solid | 0 | Purchased Item | Active |  | 100009 | 1 |  |  |  | Item | 1.177 | SFT | 100 | 1 | 1.177 | Date |  |  | 2024-10-15 12:09 |  | * |  |  | WIP_APU-1 |  |  |  | 1.177 |  | 1 | 15 |  | 0 | 16 |  |  | * |  |  | None | *
6 | - IP-54901 | Piping - Copper Type M - 1-3/8" OD - 1-1/4" ID | 0 | Sub-assembly | Active |  | 3 | 1 |  |  |  | Item | 1 | EA | 100 | 1 | 1 | Date |  |  | 2024-09-30 15:41 |  | * | [6 empty] | 1 |  | 1 | 0 |  | 0 | 17 |  |  | * |  |  | None | *
7 | 17-PIPE-0130 | PIPING - COPPER TYPE M - 1-3/8" OD - 1-1/4" ID | 0 | Purchased Item | Active |  | 1 | 1 |  |  |  | Item | 3.292 | FT | 100 | 1 | 3.292 | Date |  |  | 2024-09-30 15:41 |  | * | [6 empty] | 3.292 |  | 1 | 15 |  | 0 | 16 |  |  | * |  |  | None | *
6 | - IP-54900 | 16ga SS 304L Solid coil 60 | 0 | Sub-assembly | Active |  | 4 | 1 |  |  |  | Item | 4 | EA | 100 | 1 | 4 | Date |  |  | 2024-09-30 15:41 |  | * | [6 empty] | 4 |  | 1 | 0.064923 |  | 0.064923 | 17.0649 |  |  | * |  |  | None | *
7 | IP-54900_DOC | 16ga SS 304L Solid coil 60. | B | Reference Item - Document Management | Active |  | 99999 | 1 |  |  |  | Item | 1 | EA | 100 | 1 | 4 | Date |  |  | 2024-09-30 15:41 |  | * | [6 empty] | 4 |  | 1 |  |  | 0 | 0 | [5 empty] | None
7 | 45-304L-C0100 | 16ga SS 304L Solid | 0 | Purchased Item | Active |  | 100009 | 1 |  |  |  | Item | 0.024 | SFT | 100 | 1 | 0.096 | Date |  |  | 2024-10-15 12:04 |  | * |  |  | WIP_APU-1 |  |  |  | 0.096 |  | 1 | 15 |  | 0 | 16 |  |  | * |  |  | None | *
6 | 19-COUP-0170 | 1 1/4" HALF STAINLESS COUPLING | 0 | Purchased Item | Active |  | 5 | 1 |  |  |  | Item | 1 | EA | 100 | 1 | 1 | Date |  |  | 2024-09-30 15:41 |  | * | [6 empty] | 1 |  | 1 | 15 |  | 0 | 16 |  |  | * |  |  | None | *
6 | 17-ADAP-0138 | 1-3/8" ADAPTOR CxM COPPER | 0 | Purchased Item | Active |  | 6 | 1 |  |  |  | Item | 1 | EA | 100 | 1 | 1 | Date |  |  | 2024-09-30 15:41 |  | * | [6 empty] | 1 |  | 1 | 15 |  | 0 | 16 |  |  | * |  |  | None | *
5 | - MCYS06-SWA-66121 | DRAIN SUB ASSY 1 | 0 | Sub-assembly | Active |  | 2 | 1 |  |  |  | Item | 1 | EA | 100 | 1 | 1 | Date |  |  | 2024-09-30 15:41 |  | * | [6 empty] | 1 |  | 1 | 0 |  | 0.064923 | 18.0649 |  |  | * |  |  | None | *
6 | 18-COVER-0110 | 5" DRAIN COVER FLAT ROUND MCMASTER # 2413K2 | 0 | Purchased Item | Active |  | 1 | 1 |  |  |  | Item | 1 | EA | 100 | 1 | 1 | Date |  |  | 2024-09-30 15:41 |  | * | [6 empty] | 1 |  | 1 | 15 |  | 0 | 16 |  |  | * |  |  | None | *
6 | - IP-54899 | 16ga SS 304L Solid coil 60 | 0 | Sub-assembly | Active |  | 2 | 1 |  |  |  | Item | 1 | EA | 100 | 1 | 1 | Date |  |  | 2024-09-30 15:41 |  | * | [6 empty] | 1 |  | 1 | 0.064923 |  | 0.064923 | 17.0649 |  |  | * |  |  | None | *
7 | IP-54899_DOC | 16ga SS 304L Solid coil 60. | B | Reference Item - Document Management | Active |  | 99999 | 1 |  |  |  | Item | 1 | EA | 100 | 1 | 1 | Date |  |  | 2024-09-30 15:41 |  | * | [6 empty] | 1 |  | 1 | 0 |  | 0 | 0 | [5 empty] | None
7 | 45-304L-C0100 | 16ga SS 304L Solid | 0 | Purchased Item | Active |  | 100009 | 1 |  |  |  | Item | 1.177 | SFT | 100 | 1 | 1.177 | Date |  |  | 2024-10-15 12:09 |  | * |  |  | WIP_APU-1 |  |  |  | 1.177 |  | 1 | 15 |  | 0 | 16 |  |  | * |  |  | None | *
6 | - IP-54901 | Piping - Copper Type M - 1-3/8" OD - 1-1/4" ID | 0 | Sub-assembly | Active |  | 3 | 1 |  |  |  | Item | 1 | EA | 100 | 1 | 1 | Date |  |  | 2024-09-30 15:41 |  | * | [6 empty] | 1 |  | 1 | 0 |  | 0 | 17 |  |  | * |  |  | None | *
7 | 17-PIPE-0130 | PIPING - COPPER TYPE M - 1-3/8" OD - 1-1/4" ID | 0 | Purchased Item | Active |  | 1 | 1 |  |  |  | Item | 3.292 | FT | 100 | 1 | 3.292 | Date |  |  | 2024-09-30 15:41 |  | * | [6 empty] | 3.292 |  | 1 | 15 |  | 0 | 16 |  |  | * |  |  | None | *
6 | - IP-54900 | 16ga SS 304L Solid coil 60 | 0 | Sub-assembly | Active |  | 4 | 1 |  |  |  | Item | 4 | EA | 100 | 1 | 4 | Date |  |  | 2024-09-30 15:41 |  | * | [6 empty] | 4 |  | 1 | 0.064923 |  | 0.064923 | 17.0649 |  |  | * |  |  | None | *
7 | IP-54900_DOC | 16ga SS 304L Solid coil 60. | B | Reference Item - Document Management | Active |  | 99999 | 1 |  |  |  | Item | 1 | EA | 100 | 1 | 4 | Date |  |  | 2024-09-30 15:41 |  | * | [6 empty] | 4 |  | 1 |  |  | 0 | 0 | [5 empty] | None
7 | 45-304L-C0100 | 16ga SS 304L Solid | 0 | Purchased Item | Active |  | 100009 | 1 |  |  |  | Item | 0.024 | SFT | 100 | 1 | 0.096 | Date |  |  | 2024-10-15 12:04 |  | * |  |  | WIP_APU-1 |  |  |  | 0.096 |  | 1 | 15 |  | 0 | 16 |  |  | * |  |  | None | *
6 | 19-COUP-0170 | 1 1/4" HALF STAINLESS COUPLING | 0 | Purchased Item | Active |  | 5 | 1 |  |  |  | Item | 1 | EA | 100 | 1 | 1 | Date |  |  | 2024-09-30 15:41 |  | * | [6 empty] | 1 |  | 1 | 15 |  | 0 | 16 |  |  | * |  |  | None | *
6 | 17-ADAP-0138 | 1-3/8" ADAPTOR CxM COPPER | 0 | Purchased Item | Active |  | 6 | 1 |  |  |  | Item | 1 | EA | 100 | 1 | 1 | Date |  |  | 2024-09-30 15:41 |  | * | [6 empty] | 1 |  | 1 | 15 |  | 0 | 16 |  |  | * |  |  | None | *
3 | - MCYS06-SMA-66143 | STRUCTURE SPECIAL SUB ASSY LOWER | C | Sub-assembly | Active |  | 2 | 1 |  |  |  | Item | 1 | EA | 100 | 1 | 1 | Date |  |  | 2024-09-30 15:41 |  | * | [6 empty] | 1 |  | 1 | 99.5491 |  | 99.8197 | 233.6141 |  |  | * |  |  | None | *
4 | - IP-54958 | 14ga GA Jkt coil 60 | 0 | Sub-assembly | Active |  | 1 | 1 |  |  |  | Item | 2 | EA | 100 | 1 | 2 | Date |  |  | 2024-09-30 15:41 |  | * | [6 empty] | 2 |  | 1 | 0.064923 |  | 0.064923 | 7.0649 |  |  | * |  |  | None | *
5 | IP-54958_DOC | 14ga GA Jkt coil 60. | B | Reference Item - Document Management | Active |  | 99999 | 1 |  |  |  | Item | 1 | EA | 100 | 1 | 2 | Date |  |  | 2024-09-30 15:41 |  | * | [6 empty] | 2 |  | 1 |  |  | 0 | 0 | [5 empty] | None
5 | 45-GALC-0500 | SHEET METAL-SOLID-GALVANNEAL A60-14GA. - COIL 48" WIDE | 0 | Purchased Item | Active |  | 100009 | 1 |  |  |  | Item | 2.25 | SFT | 100 | 1 | 4.5 | Date |  |  | 2024-10-15 10:39 |  | * |  |  | WIP_APU-1 |  |  |  | 4.5 |  | 1 | 5 |  | 0 | 6 |  |  | * |  |  | None | *
4 | - IP-54957 | 14ga GA Jkt coil 60 | 0 | Sub-assembly | Active |  | 2 | 1 |  |  |  | Item | 2 | EA | 100 | 1 | 2 | Date |  |  | 2024-09-30 15:41 |  | * | [6 empty] | 2 |  | 1 | 0.064923 |  | 0.064923 | 133.0649 |  |  | * |  |  | None | *
5 | 45-GALC-0505 | STEEL,JKT,A60,14 GA,60" COIL | 0 | Purchased Item | Active |  | 1 | 1 |  |  |  | Item | 1.297 | SFT | 100 | 1 | 2.594 | Date |  |  | 2024-09-30 15:41 |  | * | [6 empty] | 2.594 |  | 1 | 15 |  | 0 | 16 |  |  | * |  |  | None | *
5 | IP-54957_DOC | 14ga GA Jkt coil 60. | B | Reference Item - Document Management | Active |  | 99999 | 1 |  |  |  | Item | 1 | EA | 100 | 1 | 2 | Date |  |  | 2024-09-30 15:41 |  | * | [6 empty] | 2 |  | 1 | 132 |  | 0 | 132 | [5 empty] | None
4 | - IP-54949 | STL,TUBE,A36, 4 x 3 x 1/4" | 0 | Sub-assembly | Active |  | 3 | 1 |  |  |  | Item | 4 | EA | 100 | 1 | 4 | Date |  |  | 2024-09-30 15:41 |  | * | [6 empty] | 4 |  | 1 | 0.27051 |  | 0.27051 | 51.2705 |  |  | * |  |  | None | *
5 | 40-TUBE-4314 | TUBE 3 X 4 X .250 STEEL A36 PIECE 40 FT LONG | 0 | Purchased Item | Active |  | 1 | 1 |  |  |  | Item | 13.1562 | FT | 100 | 1 | 52.625 | Date |  |  | 2024-09-30 15:41 |  | * | [6 empty] | 52.625 |  | 1 | 15 |  | 0 | 16 |  |  | * |  |  | None | *
5 | IP-54949_DOC | STL,TUBE,A36, 4 x 3 x 1/4". | B | Reference Item - Document Management | Active |  | 99999 | 1 |  |  |  | Item | 1 | EA | 100 | 1 | 4 | Date |  |  | 2024-09-30 15:41 |  | * | [6 empty] | 4 |  | 1 | 50 |  | 0 | 50 | [5 empty] | None
4 | - IP-54959 | 14ga GA Jkt coil 60 | 0 | Sub-assembly | Active |  | 4 | 1 |  |  |  | Item | 4 | EA | 100 | 1 | 4 | Date |  |  | 2024-09-30 15:41 |  | * | [6 empty] | 4 |  | 1 | 0.064923 |  | 0.064923 | 17.0649 |  |  | * |  |  | None | *
5 | 45-GALC-0505 | STEEL,JKT,A60,14 GA,60" COIL | 0 | Purchased Item | Active |  | 1 | 1 |  |  |  | Item | 1.836 | SFT | 100 | 1 | 7.344 | Date |  |  | 2024-09-30 15:41 |  | * | [6 empty] | 7.344 |  | 1 | 15 |  | 0 | 16 |  |  | * |  |  | None | *
5 | IP-54959_DOC | 14ga GA Jkt coil 60. | B | Reference Item - Document Management | Active |  | 99999 | 1 |  |  |  | Item | 1 | EA | 100 | 1 | 4 | Date |  |  | 2024-09-30 15:41 |  | * | [6 empty] | 4 |  | 1 |  |  | 0 | 0 | [5 empty] | None
4 | - IP-54948 | STL,TUBE,A36, 4 x 3 x 1/4" | 0 | Sub-assembly | Active |  | 5 | 1 |  |  |  | Item | 2 | EA | 100 | 1 | 2 | Date |  |  | 2024-09-30 15:41 |  | * | [6 empty] | 2 |  | 1 | 0.27051 |  | 0.27051 | 17.2705 |  |  | * |  |  | None | *
5 | 40-TUBE-4314 | TUBE 3 X 4 X .250 STEEL A36 PIECE 40 FT LONG | 0 | Purchased Item | Active |  | 1 | 1 |  |  |  | Item | 13.9896 | FT | 100 | 1 | 27.9792 | Date |  |  | 2024-09-30 15:41 |  | * | [6 empty] | 27.9792 |  | 1 | 15 |  | 0 | 16 |  |  | * |  |  | None | *
5 | IP-54948_DOC | STL,TUBE,A36, 4 x 3 x 1/4". | B | Reference Item - Document Management | Active |  | 99999 | 1 |  |  |  | Item | 1 | EA | 100 | 1 | 2 | Date |  |  | 2024-09-30 15:41 |  | * | [6 empty] | 2 |  | 1 |  |  | 0 | 0 | [5 empty] | None
4 | - IP-54954 | 14ga GA Jkt coil 60 | 0 | Sub-assembly | Active |  | 6 | 1 |  |  |  | Item | 2 | EA | 100 | 1 | 2 | Date |  |  | 2024-09-30 15:41 |  | * | [6 empty] | 2 |  | 1 | 0.064923 |  | 0.064923 | 7.0649 |  |  | * |  |  | None | *
5 | IP-54954_DOC | 14ga GA Jkt coil 60. | B | Reference Item - Document Management | Active |  | 99999 | 1 |  |  |  | Item | 1 | EA | 100 | 1 | 2 | Date |  |  | 2024-09-30 15:41 |  | * | [6 empty] | 2 |  | 1 |  |  | 0 | 0 | [5 empty] | None
5 | 45-GALC-0500 | SHEET METAL-SOLID-GALVANNEAL A60-14GA. - COIL 48" WIDE | 0 | Purchased Item | Active |  | 100009 | 1 |  |  |  | Item | 2.25 | SFT | 100 | 1 | 4.5 | Date |  |  | 2024-10-15 10:40 |  | * |  |  | WIP_APU-1 |  |  |  | 4.5 |  | 1 | 5 |  | 0 | 6 |  |  | * |  |  | None | *
4 | - IP-54953 | 14ga GA Jkt coil 60 | 0 | Sub-assembly | Active |  | 7 | 1 |  |  |  | Item | 16 | EA | 100 | 1 | 16 | Date |  |  | 2024-09-30 15:41 |  | * | [6 empty] | 16 |  | 1 | 0.064923 |  | 0.064923 | 7.0649 |  |  | * |  |  | None | *
5 | IP-54953_DOC | 14ga GA Jkt coil 60. | B | Reference Item - Document Management | Active |  | 99999 | 1 |  |  |  | Item | 1 | EA | 100 | 1 | 16 | Date |  |  | 2024-09-30 15:41 |  | * | [6 empty] | 16 |  | 1 |  |  | 0 | 0 | [5 empty] | None
5 | 45-GALC-0500 | SHEET METAL-SOLID-GALVANNEAL A60-14GA. - COIL 48" WIDE | 0 | Purchased Item | Active |  | 100009 | 1 |  |  |  | Item | 3 | SFT | 100 | 1 | 48 | Date |  |  | 2024-10-15 10:38 |  | * |  |  | WIP_APU-1 |  |  |  | 48 |  | 1 | 5 |  | 0 | 6 |  |  | * |  |  | None | *
4 | - MCYS06-SMA-66144 | INSTALLATION HARDWARE | 0 | Sub-assembly | Active |  | 8 | 1 |  |  |  | Item | 1 | EA | 100 | 1 | 1 | Date |  |  | 2024-09-30 15:41 |  | * | [6 empty] | 1 |  | 1 | 0 |  | 0 | 27 |  |  | * |  |  | None | *
5 | 75-W-12-FLAT-SS | 304 STAINLESS STEEL-FLAT WASHER-1/2" | 0 | Purchased Item | Active |  | 1 | 1 |  |  |  | Item | 10 | EA | 100 | 1 | 10 | Date |  |  | 2024-09-30 15:41 |  | * | [6 empty] | 10 |  | 1 | 25 |  | 0 | 26 |  |  | * |  |  | None | *
5 | 75-W-12-LOCK-P | 1/2" LOCK WASHER PLATED-SPRING | 0 | Purchased Item | Active |  | 2 | 1 |  |  |  | Item | 6 | EA | 100 | 1 | 6 | Date |  |  | 2024-09-30 15:41 |  | * | [6 empty] | 6 |  | 1 | 5 |  | 0 | 6 |  |  | * |  |  | None | *
5 | 75-BH-1213112-P | 1/2-13 X 1 1/2 HEX CAP SC GR 5 ZINC PLTD | 0 | Purchased Item | Active |  | 3 | 1 |  |  |  | Item | 6 | EA | 100 | 1 | 6 | Date |  |  | 2024-09-30 15:41 |  | * | [6 empty] | 6 |  | 1 | 5 |  | 0 | 6 |  |  | * |  |  | None | *
5 | 75-W-12-LOCK-SS | 304 STAINLESS STEEL-LOCK WASHER-1/2" | 0 | Purchased Item | Active |  | 4 | 1 |  |  |  | Item | 10 | EA | 100 | 1 | 10 | Date |  |  | 2024-09-30 15:41 |  | * | [6 empty] | 10 |  | 1 | 5 |  | 0 | 6 |  |  | * |  |  | None | *
5 | 75-W-12-FLAT-P | 1/2" FLAT WASHER,PLAT OD=1 3/8 | 0 | Purchased Item | Active |  | 5 | 1 |  |  |  | Item | 6 | EA | 100 | 1 | 6 | Date |  |  | 2024-09-30 15:41 |  | * | [6 empty] | 6 |  | 1 | 5 |  | 0 | 6 |  |  | * |  |  | None | *
5 | 75-BH-1213112-S | 304 STAINLESS STEEL-STANDARD HEX BOLT-1/2"-13 THREADS PER INCH X 1-1/2" LONG | 0 | Purchased Item | Active |  | 6 | 1 |  |  |  | Item | 10 | EA | 100 | 1 | 10 | Date |  |  | 2024-09-30 15:41 |  | * | [6 empty] | 10 |  | 1 | 5 |  | 0 | 6 |  |  | * |  |  | None | *
4 | - IP-54956 | 14ga GA Jkt coil 60 | 0 | Sub-assembly | Active |  | 9 | 1 |  |  |  | Item | 2 | EA | 100 | 1 | 2 | Date |  |  | 2024-09-30 15:41 |  | * | [6 empty] | 2 |  | 1 | 0.064923 |  | 0.064923 | 7.0649 |  |  | * |  |  | None | *
5 | IP-54956_DOC | 14ga GA Jkt coil 60. | B | Reference Item - Document Management | Active |  | 99999 | 1 |  |  |  | Item | 1 | EA | 100 | 1 | 2 | Date |  |  | 2024-09-30 15:41 |  | * | [6 empty] | 2 |  | 1 | 5 |  | 0 | 5 | [5 empty] | None
5 | 45-GALC-0500 | SHEET METAL-SOLID-GALVANNEAL A60-14GA. - COIL 48" WIDE | 0 | Purchased Item | Active |  | 100009 | 1 |  |  |  | Item | 3 | SFT | 100 | 1 | 6 | Date |  |  | 2024-10-15 10:41 |  | * |  |  | WIP_APU-1 |  |  |  | 6 |  | 1 | 5 |  | 0 | 6 |  |  | * |  |  | None | *
4 | - IP-54955 | 14ga GA Jkt coil 60 | 0 | Sub-assembly | Active |  | 10 | 1 |  |  |  | Item | 2 | EA | 100 | 1 | 2 | Date |  |  | 2024-09-30 15:41 |  | * | [6 empty] | 2 |  | 1 | 0.064923 |  | 0.064923 | 7.0649 |  |  | * |  |  | None | *
5 | IP-54955_DOC | 14ga GA Jkt coil 60. | B | Reference Item - Document Management | Active |  | 99999 | 1 |  |  |  | Item | 1 | EA | 100 | 1 | 2 | Date |  |  | 2024-09-30 15:41 |  | * | [6 empty] | 2 |  | 1 |  |  | 0 | 0 | [5 empty] | None
5 | 45-GALC-0500 | SHEET METAL-SOLID-GALVANNEAL A60-14GA. - COIL 48" WIDE | 0 | Purchased Item | Active |  | 100009 | 1 |  |  |  | Item | 2.25 | SFT | 100 | 1 | 4.5 | Date |  |  | 2024-10-15 10:41 |  | * |  |  | WIP_APU-1 |  |  |  | 4.5 |  | 1 | 5 |  | 0 | 6 |  |  | * |  |  | None | *
4 | 75-SCWR-818-34S | SELF DRILLING SCREW 8-18,3/4" LENGTH, 410 STAINLESS STEEL PAN HEAD PHILLIPS, PART NO. 0128165 | 0 | Purchased Item | Active |  | 11 | 1 |  |  |  | Item | 183 | EA | 100 | 1 | 183 | Date |  |  | 2024-09-30 15:41 |  | * | [6 empty] | 183 |  | 1 | 20 |  | 0 | 21 |  |  | * |  |  | None | *
4 | - IP-60367 | STL,TUBE,A36, 4 x 2 x 1/4" piece 40 ft long | 0 | Sub-assembly | Active |  | 12 | 1 |  |  |  | Item | 2 | EA | 100 | 1 | 2 | Date |  |  | 2024-09-30 15:41 |  | * | [6 empty] | 2 |  | 1 | 0.27051 |  | 0.27051 | 17.2705 |  |  | * |  |  | None | *
5 | 40-TUBE-A32414 | STL,TUBE,A36, 4 X 2 X 1/4" PIECE 40 FT LONG | 0 | Purchased Item | Active |  | 1 | 1 |  |  |  | Item | 10.75 | FT | 100 | 1 | 21.5 | Date |  |  | 2024-09-30 15:41 |  | * | [6 empty] | 21.5 |  | 1 | 15 |  | 0 | 16 |  |  | * |  |  | None | *
5 | IP-60367_DOC | STL,TUBE,A36, 4 x 2 x 1/4" piece 40 ft long. | B | Reference Item - Document Management | Active |  | 99999 | 1 |  |  |  | Item | 1 | EA | 100 | 1 | 2 | Date |  |  | 2024-09-30 15:41 |  | * | [6 empty] | 2 |  | 1 | 10 |  | 0 | 10 | [5 empty] | None
4 | 75-SCWR-818-34 | SELF DRILLING SCREW 8-18, 3/4" LENGTH, ZINC PLATED PAN HEAD PHILLIPS, PART NO. 94060A197 | 0 | Purchased Item | Active |  | 13 | 1 |  |  |  | Item | 159 | EA | 100 | 1 | 159 | Date |  |  | 2024-09-30 15:41 |  | * | [6 empty] | 159 |  | 1 | 40 |  | 0 | 41 |  |  | * |  |  | None | *
4 | - IP-54961 | Structural Angle-Black Steel-A36-3.5- in.W x 02.50 in.H x 0.375 in.T | 0 | Sub-assembly | Active |  | 14 | 1 |  |  |  | Item | 16 | EA | 100 | 1 | 16 | Date |  |  | 2024-09-30 15:41 |  | * | [6 empty] | 16 |  | 1 | 0.27051 |  | 0.27051 | 21.2705 |  |  | * |  |  | None | *
5 | 40-AN-31221238 | STRUCTURAL ANGLE-BLACK STEEL-A36-3.5- IN.W X 02.50 IN.H X 0.375 IN.T | 0 | Purchased Item | Active |  | 1 | 1 |  |  |  | Item | 0.333 | FT | 100 | 1 | 5.328 | Date |  |  | 2024-09-30 15:41 |  | * | [6 empty] | 5.328 |  | 1 | 15 |  | 0 | 16 |  |  | * |  |  | None | *
5 | IP-54961_DOC | Structural Angle-Black Steel-A36-3.5- in.W x 02.50 in.H x 0.375 in.T. | B | Reference Item - Document Management | Active |  | 99999 | 1 |  |  |  | Item | 1 | EA | 100 | 1 | 16 | Date |  |  | 2024-09-30 15:41 |  | * | [6 empty] | 16 |  | 1 | 20 |  | 0 | 20 | [5 empty] | None
4 | - IP-54950 | STL,TUBE,A36, 5 X 3 X 1/4" PIECE 40 FT LONG | 0 | Sub-assembly | Active |  | 15 | 1 |  |  |  | Item | 2 | EA | 100 | 1 | 2 | Date |  |  | 2024-09-30 15:41 |  | * | [6 empty] | 2 |  | 1 | 0.27051 |  | 0.27051 | 17.2705 |  |  | * |  |  | None | *
5 | 40-TUBE-531440 | STL,TUBE,A36, 5 X 3 X 1/4" PIECE 40 FT LONG | 0 | Purchased Item | Active |  | 1 | 1 |  |  |  | Item | 38.9844 | FT | 100 | 1 | 77.9688 | Date |  |  | 2024-09-30 15:41 |  | * | [6 empty] | 77.9688 |  | 1 | 15 |  | 0 | 16 |  |  | * |  |  | None | *
5 | IP-54950_DOC | STL,TUBE,A36, 5 X 3 X 1/4" PIECE 40 FT LONG. | B | Reference Item - Document Management | Active |  | 99999 | 1 |  |  |  | Item | 1 | EA | 100 | 1 | 2 | Date |  |  | 2024-09-30 15:41 |  | * | [6 empty] | 2 |  | 1 |  |  | 0 | 0 | [5 empty] | None
4 | - IP-54951 | STL,TUBE,A36, 4 x 2 x 1/4" piece 40 ft long | 0 | Sub-assembly | Active |  | 16 | 1 |  |  |  | Item | 14 | EA | 100 | 1 | 14 | Date |  |  | 2024-09-30 15:41 |  | * | [6 empty] | 14 |  | 1 | 0.27051 |  | 0.27051 | 17.2705 |  |  | * |  |  | None | *
5 | 40-TUBE-A32414 | STL,TUBE,A36, 4 X 2 X 1/4" PIECE 40 FT LONG | 0 | Purchased Item | Active |  | 1 | 1 |  |  |  | Item | 10.75 | FT | 100 | 1 | 150.5 | Date |  |  | 2024-09-30 15:41 |  | * | [6 empty] | 150.5 |  | 1 | 15 |  | 0 | 16 |  |  | * |  |  | None | *
5 | IP-54951_DOC | STL,TUBE,A36, 4 x 2 x 1/4" piece 40 ft long. | B | Reference Item - Document Management | Active |  | 99999 | 1 |  |  |  | Item | 1 | EA | 100 | 1 | 14 | Date |  |  | 2024-09-30 15:41 |  | * | [6 empty] | 14 |  | 1 |  |  | 0 | 0 | [5 empty] | None
2 | - MCYS06-SMA-66168 | TAMCO DAMPER SUB ASSY 2 | 0 | Sub-assembly | Active |  | 35 | 1 |  |  |  | Item | 1 | EA | 100 | 1 | 1 | Date |  |  | 2024-09-30 15:41 |  | * | [6 empty] | 1 |  | 1 | 0 |  | 0 | 92 |  |  | * |  |  | None | *
3 | 80-TD-907035SC | 70WX35.75H SERIES 9000 OPTION SC, PROFILE NP, OPPOSED BLADE, THERMALLY INSULATED, EXT REAR FLANGE, CFG: 2EF, 1 SP JUMPER BRACKET QUOTE# Q10231580 | 0 | Purchased Item | Active |  | 1 | 1 |  |  |  | Item | 1 | EA | 100 | 1 | 1 | Date |  |  | 2024-09-30 15:41 |  | * | [6 empty] | 1 |  | 1 | 90 |  | 0 | 91 |  |  | * |  |  | None | *
3 | - IP-57856 | Actuator Label | 0 | Sub-assembly | Active |  | 2 | 1 |  |  |  | Item | 1 | EA | 100 | 1 | 1 | Date |  |  | 2024-09-30 15:41 |  | * | [6 empty] | 1 |  | 1 | 0 |  | 0 | 32 |  |  | * |  |  | None | *
4 | 75-TAGS-23210 | BLANK TAGS, BRASS, ROUND, 1-1/2" X 1-1/2", (25 PK) PN 15Y745 | 0 | Purchased Item | Active |  | 1 | 1 |  |  |  | Item | 1 | EA | 100 | 1 | 1 | Date |  |  | 2024-09-30 15:41 |  | * | [6 empty] | 1 |  | 1 | 30 |  | 0 | 31 |  |  | * |  |  | None | *
3 | 80-ACT-GCA1611U | DAMPER ACTUATOR W/FEEDBACK OU | 0 | Purchased Item | Active |  | 4 | 1 |  |  |  | Item | 1 | EA | 100 | 1 | 1 | Date |  |  | 2024-09-30 15:41 |  | * | [6 empty] | 1 |  | 1 | 40 |  | 0 | 41 |  |  | * |  |  | None | *
2 | - MCYS06-SMA-66202 | DIRECT EVAP FAR SIDE ASSY EBS | 0 | Sub-assembly | Active |  | 36 | 1 |  |  |  | Item | 1 | EA | 100 | 1 | 1 | Date |  |  | 2024-09-30 15:41 |  | * | [6 empty] | 1 |  | 1 | 0 |  | 9.5329 | 62.0649 |  |  | * |  |  | None | *
3 | - IP-60311 | 16ga SS 304L Solid coil 60 | L | Sub-assembly | Active |  | 1 | 1 |  |  |  | Item | 1 | EA | 100 | 1 | 1 | Date |  |  | 2024-09-30 15:41 |  | * | [6 empty] | 1 |  | 1 | 0.064923 |  | 0.064923 | 61.0649 |  |  | * |  |  | None | *
4 | 45-304L-C0110 | STEEL,304-L S/S,16 GA,60" COIL | 0 | Purchased Item | Active |  | 1 | 1 |  |  |  | Item | 6.037 | SFT | 100 | 1 | 6.037 | Date |  |  | 2024-09-30 15:41 |  | * | [6 empty] | 6.037 |  | 1 | 10 |  | 0 | 11 |  |  | * |  |  | None | *
4 | IP-60311_DOC | 16ga SS 304L Solid coil 60 | 0 | Reference Item - Document Management | Active |  | 99999 | 1 |  |  |  | Item | 1 | EA | 100 | 1 | 1 | Date |  |  | 2024-09-30 15:41 |  | * | [6 empty] | 1 |  | 1 | 60 |  | 0 | 60 | [5 empty] | None
3 | - IP-60312 | 16ga SS 304L Solid coil 60 | L | Sub-assembly | Active |  | 2 | 1 |  |  |  | Item | 1 | EA | 100 | 1 | 1 | Date |  |  | 2024-09-30 15:41 |  | * | [6 empty] | 1 |  | 1 | 0.064923 |  | 0.064923 | 12.0649 |  |  | * |  |  | None | *
4 | 45-304L-C0110 | STEEL,304-L S/S,16 GA,60" COIL | 0 | Purchased Item | Active |  | 1 | 1 |  |  |  | Item | 0.208 | SFT | 100 | 1 | 0.208 | Date |  |  | 2024-09-30 15:41 |  | * | [6 empty] | 0.208 |  | 1 | 10 |  | 0 | 11 |  |  | * |  |  | None | *
4 | IP-60312_DOC | 16ga SS 304L Solid coil 60 | 0 | Reference Item - Document Management | Active |  | 99999 | 1 |  |  |  | Item | 1 | EA | 100 | 1 | 1 | Date |  |  | 2024-09-30 15:41 |  | * | [6 empty] | 1 |  | 1 |  |  | 0 | 0 | [5 empty] | None
3 | 75-WF-142012-S | 1/4-20 X 1/2 304 S/S FLANGE BOLT SERRATED | 0 | Purchased Item | Active |  | 3 | 1 |  |  |  | Item | 2 | EA | 100 | 1 | 2 | Date |  |  | 2024-09-30 15:41 |  | * | [6 empty] | 2 |  | 1 | 30 |  | 0 | 31 |  |  | * |  |  | None | *
3 | - IP-61527 | 16ga SS 304L Solid coil 60 | L | Sub-assembly | Active |  | 4 | 1 |  |  |  | Item | 1 | EA | 100 | 1 | 1 | Date |  |  | 2024-09-30 15:41 |  | * | [6 empty] | 1 |  | 1 | 0.064923 |  | 0.064923 | 12.0649 |  |  | * |  |  | None | *
4 | 45-304L-C0110 | STEEL,304-L S/S,16 GA,60" COIL | 0 | Purchased Item | Active |  | 1 | 1 |  |  |  | Item | 6.037 | SFT | 100 | 1 | 6.037 | Date |  |  | 2024-09-30 15:41 |  | * | [6 empty] | 6.037 |  | 1 | 10 |  | 0 | 11 |  |  | * |  |  | None | *
4 | IP-61527_DOC | 16ga SS 304L Solid coil 60 | 0 | Reference Item - Document Management | Active |  | 99999 | 1 |  |  |  | Item | 1 | EA | 100 | 1 | 1 | Date |  |  | 2024-09-30 15:41 |  | * | [6 empty] | 1 |  | 1 |  |  | 0 | 0 | [5 empty] | None
3 | 75-W-14-BN1458S | 0.275 ID 5/8"OD 316SS WASHER, NEOPRENE BACKING | 0 | Purchased Item | Active |  | 5 | 1 |  |  |  | Item | 44 | EA | 100 | 1 | 44 | Date |  |  | 2024-09-30 15:41 |  | * | [6 empty] | 44 |  | 1 | 40 |  | 0 | 41 |  |  | * |  |  | None | *
3 | - IP-61517 | 16ga SS 304L Solid coil 60 | M | Sub-assembly | Active |  | 6 | 1 |  |  |  | Item | 1 | EA | 100 | 1 | 1 | Date |  |  | 2024-09-30 15:41 |  | * | [6 empty] | 1 |  | 1 | 0.064923 |  | 0.064923 | 12.0649 |  |  | * |  |  | None | *
4 | 45-304L-C0110 | STEEL,304-L S/S,16 GA,60" COIL | 0 | Purchased Item | Active |  | 1 | 1 |  |  |  | Item | 3.006 | SFT | 100 | 1 | 3.006 | Date |  |  | 2024-09-30 15:41 |  | * | [6 empty] | 3.006 |  | 1 | 10 |  | 0 | 11 |  |  | * |  |  | None | *
4 | IP-61517_DOC | 16ga SS 304L Solid coil 60 | 0 | Reference Item - Document Management | Active |  | 99999 | 1 |  |  |  | Item | 1 | EA | 100 | 1 | 1 | Date |  |  | 2024-09-30 15:41 |  | * | [6 empty] | 1 |  | 1 |  |  | 0 | 0 | [5 empty] | None
3 | 75-SCWR-818-34S | SELF DRILLING SCREW 8-18,3/4" LENGTH, 410 STAINLESS STEEL PAN HEAD PHILLIPS, PART NO. 0128165 | 0 | Purchased Item | Active |  | 7 | 1 |  |  |  | Item | 64 | EA | 100 | 1 | 64 | Date |  |  | 2024-09-30 15:41 |  | * | [6 empty] | 64 |  | 1 | 20 |  | 0 | 21 |  |  | * |  |  | None | *
3 | - MCYSC4-SMA-57766 | Direct Evap Far Side | A | Sub-assembly | Active |  | 8 | 1 |  |  |  | Item | 1 | EA | 100 | 1 | 1 | Date |  |  | 2024-09-30 15:41 |  | * | [6 empty] | 1 |  | 1 | 9.468 |  | 9.5329 | 56.468 |  |  | * |  |  | None | *
4 | - IP-57723 | Piping - Copper Type L - 1-3/8" OD - 1-1/4" ID | 0 | Sub-assembly | Active |  | 1 | 1 |  |  |  | Item | 1 | EA | 100 | 1 | 1 | Date |  |  | 2024-09-30 15:41 |  | * | [6 empty] | 1 |  | 1 | 0 |  | 0 | 17 |  |  | * |  |  | None | *
5 | 17-PIPE-0237 | PIPING - COPPER TYPE L - 1-3/8" OD - 1-1/4" ID | 0 | Purchased Item | Active |  | 1 | 1 |  |  |  | Item | 0.1667 | FT | 100 | 1 | 0.1667 | Date |  |  | 2024-09-30 15:41 |  | * | [6 empty] | 0.1667 |  | 1 | 15 |  | 0 | 16 |  |  | * |  |  | None | *
4 | - IP-57799 | 16ga SS 304L Cocol 48x120 | A | Sub-assembly | Active |  | 2 | 1 |  |  |  | Item | 2 | EA | 100 | 1 | 2 | Date |  |  | 2024-09-30 15:41 |  | * | [6 empty] | 2 |  | 1 | 0.027051 |  | 0.027051 | 17.0271 |  |  | * |  |  | None | *
5 | 45-PERF-48120 | STEEL,304L S/S,16GA,EXPANDED 1/2 #16,48X120 | 0 | Purchased Item | Active |  | 1 | 1 |  |  |  | Item | 3.354 | SFT | 100 | 1 | 6.708 | Date |  |  | 2024-09-30 15:41 |  | * | [6 empty] | 6.708 |  | 1 | 15 |  | 0 | 16 |  |  | * |  |  | None | *
4 | - IP-57714 | SPLASH COVER, 3" PVC PIPE S40 | A | Sub-assembly | Active |  | 3 | 1 |  |  |  | Item | 1 | EA | 100 | 1 | 1 | Date |  |  | 2024-09-30 15:41 |  | * | [6 empty] | 1 |  | 1 | 0.024346 |  | 0.024346 | 22.0243 |  |  | * |  |  | None | *
5 | 15-PIPE-0146 | 3" PVC PIPE S40 | 0 | Purchased Item | Active |  | 1 | 1 |  |  |  | Item | 1 | FT | 100 | 1 | 1 | Date |  |  | 2024-09-30 15:41 |  | * | [6 empty] | 1 |  | 1 | 20 |  | 0 | 21 |  |  | * |  |  | None | *
4 | 18-VLV-5044034 | 3/4 " THREADED ENDS, BRASS FULL PORT BALL VALVE RWV MODEL #5044F | 0 | Purchased Item | Active |  | 4 | 1 |  |  |  | Item | 1 | EA | 100 | 1 | 1 | Date |  |  | 2024-09-30 15:41 |  | * | [6 empty] | 1 |  | 1 | 15 |  | 0 | 16 |  |  | * |  |  | None | *
4 | 17-ADAP-0110 | 7/8" MALE ADAPTOR CxM COPPER | 0 | Purchased Item | Active |  | 5 | 1 |  |  |  | Item | 8 | EA | 100 | 1 | 8 | Date |  |  | 2024-09-30 15:41 |  | * | [6 empty] | 8 |  | 1 | 45 |  | 0 | 46 |  |  | * |  |  | None | *
4 | 18-VLV-5044114 | 1-1/4 " THREADED ENDS, BRASS FULL PORT BALL VALVE RWV MODEL #5044F | 0 | Purchased Item | Active |  | 6 | 1 |  |  |  | Item | 2 | EA | 100 | 1 | 2 | Date |  |  | 2024-09-30 15:41 |  | * | [6 empty] | 2 |  | 1 | 15 |  | 0 | 16 |  |  | * |  |  | None | *
4 | - IP-57767 | 1/4" STYRENE SHT WHITE 48X96, MOQ 20 PCS | A | Sub-assembly | Active |  | 7 | 1 |  |  |  | Item | 4 | EA | 100 | 1 | 4 | Date |  |  | 2024-09-30 15:41 |  | * | [6 empty] | 4 |  | 1 | 0.027051 |  | 0.027051 | 17.0271 |  |  | * |  |  | None | *
5 | 25-STYR-0121 | 1/4" STYRENE SHT WHITE 48X96 | 0 | Purchased Item | Active |  | 1 | 1 |  |  |  | Item | 1 | SFT | 100 | 1 | 4 | Date |  |  | 2024-09-30 15:41 |  | * | [6 empty] | 4 |  | 1 | 15 |  | 0 | 16 |  |  | * |  |  | None | *
4 | - IP-57715 | Piping - Copper Type L - 7/8" OD - 3/4" ID | 0 | Sub-assembly | Active |  | 8 | 1 |  |  |  | Item | 1 | EA | 100 | 1 | 1 | Date |  |  | 2024-09-30 15:41 |  | * | [6 empty] | 1 |  | 1 | 0 |  | 0 | 17 |  |  | * |  |  | None | *
5 | 17-PIPE-0230 | PIPING - COPPER TYPE L - 7/8" OD - 3/4" ID | 0 | Purchased Item | Active |  | 1 | 1 |  |  |  | Item | 1.1833 | FT | 100 | 1 | 1.1833 | Date |  |  | 2024-09-30 15:41 |  | * | [6 empty] | 1.1833 |  | 1 | 15 |  | 0 | 16 |  |  | * |  |  | None | *
4 | 18-VLV-59911 | 3/4" 2-WAY 2-POSITION BALL VALVE SIEMENS # 599-10311S | 0 | Purchased Item | Active |  | 9 | 1 |  |  |  | Item | 1 | EA | 100 | 1 | 1 | Date |  |  | 2024-09-30 15:41 |  | * | [6 empty] | 1 |  | 1 | 15 |  | 0 | 16 |  |  | * |  |  | None | *
4 | - MCYSC4-SMA-57658 | MCYSC4-SMA-57658 | 0 | Sub-assembly | Active |  | 10 | 1 |  |  |  | Item | 4 | EA | 100 | 1 | 4 | Date |  |  | 2024-09-30 15:41 |  | * | [6 empty] | 4 |  | 1 | 0 |  | 0 | 13 |  |  | * |  |  | None | *
5 | - IP-57654 | UNISTRUT 1 5/8" x 1 5/8" SS | 0 | Sub-assembly | Active |  | 2 | 1 |  |  |  | Item | 1 | EA | 100 | 1 | 4 | Date |  |  | 2024-09-30 15:41 |  | * | [6 empty] | 4 |  | 1 | 0 |  | 0 | 12 |  |  | * |  |  | None | *
6 | 75-UNIST-0100SS | 1 5/8" X1 5/8" X 1 5/8" - STALNLESS STEEL - UNISTRUT | 0 | Purchased Item | Active |  | 1 | 1 |  |  |  | Item | 10 | FT | 100 | 1 | 40 | Date |  |  | 2024-09-30 15:41 |  | * | [6 empty] | 40 |  | 1 | 10 |  | 0 | 11 |  |  | * |  |  | None | *
5 | 68-CLAMP-0205 | CUSHION - 1-3/8 IN OD - CLAMP - 316 SS | 0 | Purchased Item | Active |  | 3 | 1 |  |  |  | Item | 1 | EA | 100 | 1 | 4 | Date |  |  | 2024-09-30 15:41 |  | * | [6 empty] | 4 |  | 1 | 5 |  | 0 | 6 |  |  | * |  |  | None | *
4 | - MCYSC4-SMA-57771 | bolts arrangement drain pan direct evap | 0 | Sub-assembly | Active |  | 11 | 1 |  |  |  | Item | 4 | EA | 100 | 1 | 4 | Date |  |  | 2024-09-30 15:41 |  | * | [6 empty] | 4 |  | 1 | 0 |  | 0 | 42 |  |  | * |  |  | None | *
5 | 75-BH-142034-SS | 1/4-20X3/4 HEX/BOLT 316 ST/ST | 0 | Purchased Item | Active |  | 1 | 1 |  |  |  | Item | 1 | EA | 100 | 1 | 4 | Date |  |  | 2024-09-30 15:41 |  | * | [6 empty] | 4 |  | 1 | 5 |  | 0 | 6 |  |  | * |  |  | None | *
5 | 75-NH-1420-S | 1/4-20-HEX/NUT 304 S/S | 0 | Purchased Item | Active |  | 2 | 1 |  |  |  | Item | 1 | EA | 100 | 1 | 4 | Date |  |  | 2024-09-30 15:41 |  | * | [6 empty] | 4 |  | 1 | 40 |  | 0 | 41 |  |  | * |  |  | None | *
5 | 75-W-14-BN1434S | 304 Stainless Steel-Neoprene Washer-0.275"ID - 5/8"OD | 0 | Purchased Item | Active |  | 3 | 1 |  |  |  | Item | 2 | EA | 100 | 1 | 8 | Date |  |  | 2024-09-30 15:41 |  | * | [6 empty] | 8 |  | 1 | 5 |  | 0 | 6 |  |  | * |  |  | None | *
4 | - IP-57781 | 2X8X72 KUUL CONTROL W/FIREPRO DISTRIBUTION VENDOR PART # | 0 | Sub-assembly | Active |  | 12 | 1 |  |  |  | Item | 1 | EA | 100 | 1 | 1 | Date |  |  | 2024-09-30 15:41 |  | * | [6 empty] | 1 |  | 1 | 0 |  | 0 | 17 |  |  | * |  |  | None | *
5 | 20-GLDK-2872 | GLASDEK 2" X 8" X 72" DISTRIBUTION PAD W/TUF EDGE | 0 | Purchased Item | Active |  | 1 | 1 |  |  |  | Item | 1 | EA | 100 | 1 | 1 | Date |  |  | 2024-09-30 15:41 |  | * | [6 empty] | 1 |  | 1 | 15 |  | 0 | 16 |  |  | * |  |  | None | *
4 | - IP-54662 | 16ga SS 304L Solid coil 60 | A | Sub-assembly | Active |  | 13 | 1 |  |  |  | Item | 2 | EA | 100 | 1 | 2 | Date |  |  | 2024-09-30 15:41 |  | * | [6 empty] | 2 |  | 1 | 0.064923 |  | 0.064923 | 12.0649 |  |  | * |  |  | None | *
5 | 45-304L-C0110 | STEEL,304-L S/S,16 GA,60" COIL | 0 | Purchased Item | Active |  | 1 | 1 |  |  |  | Item | 3.254 | SFT | 100 | 1 | 6.508 | Date |  |  | 2024-09-30 15:41 |  | * | [6 empty] | 6.508 |  | 1 | 10 |  | 0 | 11 |  |  | * |  |  | None | *
4 | - IP-57775 | 8X12X48 KUUL CONTROL MEDIA READ FIREPRO, PORTACOOL PART # KUC081248AFPA | 0 | Sub-assembly | Active |  | 14 | 1 |  |  |  | Item | 10 | EA | 100 | 1 | 10 | Date |  |  | 2024-09-30 15:41 |  | * | [6 empty] | 10 |  | 1 | 0 |  | 0 | 17 |  |  | * |  |  | None | *
5 | 20-GLK-081260IV | GLASDEK GXIV 8" X 12" X 60" MEDIA | 0 | Purchased Item | Active |  | 1 | 1 |  |  |  | Item | 1 | EA | 100 | 1 | 10 | Date |  |  | 2024-09-30 15:41 |  | * | [6 empty] | 10 |  | 1 | 15 |  | 0 | 16 |  |  | * |  |  | None | *
4 | - MCYSC4-SMA-57763 | Direct Evap Pan FAR SIDE | 0 | Sub-assembly | Active |  | 15 | 1 |  |  |  | Item | 1 | EA | 100 | 1 | 1 | Date |  |  | 2024-09-30 15:41 |  | * | [6 empty] | 1 |  | 1 | 0 |  | 0.064923 | 23.0649 |  |  | * |  |  | None | *
5 | - IP-54649 | 16ga SS 304L Solid coil 60 | A | Sub-assembly | Active |  | 1 | 1 |  |  |  | Item | 5 | EA | 100 | 1 | 5 | Date |  |  | 2024-09-30 15:41 |  | * | [6 empty] | 5 |  | 1 | 0.064923 |  | 0.064923 | 12.0649 |  |  | * |  |  | None | *
6 | 45-304L-C0110 | STEEL,304-L S/S,16 GA,60" COIL | 0 | Purchased Item | Active |  | 1 | 1 |  |  |  | Item | 0.155 | SFT | 100 | 1 | 0.775 | Date |  |  | 2024-09-30 15:41 |  | * | [6 empty] | 0.775 |  | 1 | 10 |  | 0 | 11 |  |  | * |  |  | None | *
5 | - IP-54646 | 14ga SS 304L Solid 60x144 | A | Sub-assembly | Active |  | 2 | 1 |  |  |  | Item | 1 | EA | 100 | 1 | 1 | Date |  |  | 2024-09-30 15:41 |  | * | [6 empty] | 1 |  | 1 | 0.064923 |  | 0.064923 | 22.0649 |  |  | * |  |  | None | *
6 | 45-304L-0192 | STEEL,304L,S/S,14GA,60X144 | 0 | Purchased Item | Active |  | 1 | 1 |  |  |  | Item | 0.65 | SFT | 100 | 1 | 0.65 | Date |  |  | 2024-09-30 15:41 |  | * | [6 empty] | 0.65 |  | 1 | 20 |  | 0 | 21 |  |  | * |  |  | None | *
5 | - IP-54643 | 14ga SS 304L Solid 60x144 | A | Sub-assembly | Active |  | 3 | 1 |  |  |  | Item | 1 | EA | 100 | 1 | 1 | Date |  |  | 2024-09-30 15:41 |  | * | [6 empty] | 1 |  | 1 | 0.064923 |  | 0.064923 | 22.0649 |  |  | * |  |  | None | *
6 | 45-304L-0192 | STEEL,304L,S/S,14GA,60X144 | 0 | Purchased Item | Active |  | 1 | 1 |  |  |  | Item | 2.91 | SFT | 100 | 1 | 2.91 | Date |  |  | 2024-09-30 15:41 |  | * | [6 empty] | 2.91 |  | 1 | 20 |  | 0 | 21 |  |  | * |  |  | None | *
5 | - IP-54650 | 16ga SS 304L Solid coil 60 | A | Sub-assembly | Active |  | 5 | 1 |  |  |  | Item | 1 | EA | 100 | 1 | 1 | Date |  |  | 2024-09-30 15:41 |  | * | [6 empty] | 1 |  | 1 | 0.064923 |  | 0.064923 | 12.0649 |  |  | * |  |  | None | *
6 | 45-304L-C0110 | STEEL,304-L S/S,16 GA,60" COIL | 0 | Purchased Item | Active |  | 1 | 1 |  |  |  | Item | 1.109 | SFT | 100 | 1 | 1.109 | Date |  |  | 2024-09-30 15:41 |  | * | [6 empty] | 1.109 |  | 1 | 10 |  | 0 | 11 |  |  | * |  |  | None | *
5 | - IP-54648 | 16ga SS 304L Solid coil 60 | A | Sub-assembly | Active |  | 6 | 1 |  |  |  | Item | 1 | EA | 100 | 1 | 1 | Date |  |  | 2024-09-30 15:41 |  | * | [6 empty] | 1 |  | 1 | 0.064923 |  | 0.064923 | 12.0649 |  |  | * |  |  | None | *
6 | 45-304L-C0110 | STEEL,304-L S/S,16 GA,60" COIL | 0 | Purchased Item | Active |  | 1 | 1 |  |  |  | Item | 9.744 | SFT | 100 | 1 | 9.744 | Date |  |  | 2024-09-30 15:41 |  | * | [6 empty] | 9.744 |  | 1 | 10 |  | 0 | 11 |  |  | * |  |  | None | *
5 | - IP-54645 | 14ga SS 304L Solid 60x144 | A | Sub-assembly | Active |  | 7 | 1 |  |  |  | Item | 2 | EA | 100 | 1 | 2 | Date |  |  | 2024-09-30 15:41 |  | * | [6 empty] | 2 |  | 1 | 0.064923 |  | 0.064923 | 22.0649 |  |  | * |  |  | None | *
6 | 45-304L-0192 | STEEL,304L,S/S,14GA,60X144 | 0 | Purchased Item | Active |  | 1 | 1 |  |  |  | Item | 4.922 | SFT | 100 | 1 | 9.844 | Date |  |  | 2024-09-30 15:41 |  | * | [6 empty] | 9.844 |  | 1 | 20 |  | 0 | 21 |  |  | * |  |  | None | *
5 | 19-COUP-0210 | COUPLING - HALF - 2-1/8" OD - 2" ID - 304 STAINLESS STEEL | 0 | Purchased Item | Active |  | 8 | 1 |  |  |  | Item | 2 | EA | 100 | 1 | 2 | Date |  |  | 2024-09-30 15:41 |  | * | [6 empty] | 2 |  | 1 | 15 |  | 0 | 16 |  |  | * |  |  | None | *
5 | - IP-54653 | 16ga SS 304L Solid coil 60 | A | Sub-assembly | Active |  | 9 | 1 |  |  |  | Item | 1 | EA | 100 | 1 | 1 | Date |  |  | 2024-09-30 15:41 |  | * | [6 empty] | 1 |  | 1 | 0.064923 |  | 0.064923 | 12.0649 |  |  | * |  |  | None | *
6 | 45-304L-C0110 | STEEL,304-L S/S,16 GA,60" COIL | 0 | Purchased Item | Active |  | 1 | 1 |  |  |  | Item | 0.358 | SFT | 100 | 1 | 0.358 | Date |  |  | 2024-09-30 15:41 |  | * | [6 empty] | 0.358 |  | 1 | 10 |  | 0 | 11 |  |  | * |  |  | None | *
5 | - IP-54652 | 16ga SS 304L Solid coil 60 | A | Sub-assembly | Active |  | 10 | 1 |  |  |  | Item | 4 | EA | 100 | 1 | 4 | Date |  |  | 2024-09-30 15:41 |  | * | [6 empty] | 4 |  | 1 | 0.064923 |  | 0.064923 | 12.0649 |  |  | * |  |  | None | *
6 | 45-304L-C0110 | STEEL,304-L S/S,16 GA,60" COIL | 0 | Purchased Item | Active |  | 1 | 1 |  |  |  | Item | 1.079 | SFT | 100 | 1 | 4.316 | Date |  |  | 2024-09-30 15:41 |  | * | [6 empty] | 4.316 |  | 1 | 10 |  | 0 | 11 |  |  | * |  |  | None | *
5 | - IP-54647 | 16ga SS 304L Solid coil 60 | A | Sub-assembly | Active |  | 11 | 1 |  |  |  | Item | 1 | EA | 100 | 1 | 1 | Date |  |  | 2024-09-30 15:41 |  | * | [6 empty] | 1 |  | 1 | 0.064923 |  | 0.064923 | 12.0649 |  |  | * |  |  | None | *
6 | 45-304L-C0110 | STEEL,304-L S/S,16 GA,60" COIL | 0 | Purchased Item | Active |  | 1 | 1 |  |  |  | Item | 10.741 | SFT | 100 | 1 | 10.741 | Date |  |  | 2024-09-30 15:41 |  | * | [6 empty] | 10.741 |  | 1 | 10 |  | 0 | 11 |  |  | * |  |  | None | *
5 | - IP-54644 | 14ga SS 304L Solid 60x144 | A | Sub-assembly | Active |  | 12 | 1 |  |  |  | Item | 1 | EA | 100 | 1 | 1 | Date |  |  | 2024-09-30 15:41 |  | * | [6 empty] | 1 |  | 1 | 0.064923 |  | 0.064923 | 22.0649 |  |  | * |  |  | None | *
6 | 45-304L-0192 | STEEL,304L,S/S,14GA,60X144 | 0 | Purchased Item | Active |  | 1 | 1 |  |  |  | Item | 2.984 | SFT | 100 | 1 | 2.984 | Date |  |  | 2024-09-30 15:41 |  | * | [6 empty] | 2.984 |  | 1 | 20 |  | 0 | 21 |  |  | * |  |  | None | *
5 | - IP-54676 | 16ga SS 304L Solid coil 60 | A | Sub-assembly | Active |  | 13 | 1 |  |  |  | Item | 1 | EA | 100 | 1 | 1 | Date |  |  | 2024-09-30 15:41 |  | * | [6 empty] | 1 |  | 1 | 0.064923 |  | 0.064923 | 12.0649 |  |  | * |  |  | None | *
6 | 45-304L-C0110 | STEEL,304-L S/S,16 GA,60" COIL | 0 | Purchased Item | Active |  | 1 | 1 |  |  |  | Item | 4.05 | SFT | 100 | 1 | 4.05 | Date |  |  | 2024-09-30 15:41 |  | * | [6 empty] | 4.05 |  | 1 | 10 |  | 0 | 11 |  |  | * |  |  | None | *
5 | - IP-57779 | 14ga SS 304L Solid 60x144 | A | Sub-assembly | Active |  | 14 | 1 |  |  |  | Item | 1 | EA | 100 | 1 | 1 | Date |  |  | 2024-09-30 15:41 |  | * | [6 empty] | 1 |  | 1 | 0.064923 |  | 0.064923 | 22.0649 |  |  | * |  |  | None | *
6 | 45-304L-0192 | STEEL,304L,S/S,14GA,60X144 | 0 | Purchased Item | Active |  | 1 | 1 |  |  |  | Item | 0.65 | SFT | 100 | 1 | 0.65 | Date |  |  | 2024-09-30 15:41 |  | * | [6 empty] | 0.65 |  | 1 | 20 |  | 0 | 21 |  |  | * |  |  | None | *
5 | - IP-54655 | 16ga SS 304L Solid coil 60 | A | Sub-assembly | Active |  | 15 | 1 |  |  |  | Item | 1 | EA | 100 | 1 | 1 | Date |  |  | 2024-09-30 15:41 |  | * | [6 empty] | 1 |  | 1 | 0.064923 |  | 0.064923 | 12.0649 |  |  | * |  |  | None | *
6 | 45-304L-C0110 | STEEL,304-L S/S,16 GA,60" COIL | 0 | Purchased Item | Active |  | 1 | 1 |  |  |  | Item | 0.173 | SFT | 100 | 1 | 0.173 | Date |  |  | 2024-09-30 15:41 |  | * | [6 empty] | 0.173 |  | 1 | 10 |  | 0 | 11 |  |  | * |  |  | None | *
5 | - IP-54654 | 16ga SS 304L Solid coil 60 | A | Sub-assembly | Active |  | 16 | 1 |  |  |  | Item | 4 | EA | 100 | 1 | 4 | Date |  |  | 2024-09-30 15:41 |  | * | [6 empty] | 4 |  | 1 | 0.064923 |  | 0.064923 | 12.0649 |  |  | * |  |  | None | *
6 | 45-304L-C0110 | STEEL,304-L S/S,16 GA,60" COIL | 0 | Purchased Item | Active |  | 1 | 1 |  |  |  | Item | 0.354 | SFT | 100 | 1 | 1.416 | Date |  |  | 2024-09-30 15:41 |  | * | [6 empty] | 1.416 |  | 1 | 10 |  | 0 | 11 |  |  | * |  |  | None | *
5 | - IP-54651 | 16ga SS 304L Solid coil 60 | A | Sub-assembly | Active |  | 17 | 1 |  |  |  | Item | 1 | EA | 100 | 1 | 1 | Date |  |  | 2024-09-30 15:41 |  | * | [6 empty] | 1 |  | 1 | 0.064923 |  | 0.064923 | 12.0649 |  |  | * |  |  | None | *
6 | 45-304L-C0110 | STEEL,304-L S/S,16 GA,60" COIL | 0 | Purchased Item | Active |  | 1 | 1 |  |  |  | Item | 0.902 | SFT | 100 | 1 | 0.902 | Date |  |  | 2024-09-30 15:41 |  | * | [6 empty] | 0.902 |  | 1 | 10 |  | 0 | 11 |  |  | * |  |  | None | *
5 | - IP-60417 | 16ga SS 304L Solid coil 60 | A | Sub-assembly | Active |  | 18 | 1 |  |  |  | Item | 1 | EA | 100 | 1 | 1 | Date |  |  | 2024-09-30 15:41 |  | * | [6 empty] | 1 |  | 1 | 0.064923 |  | 0.064923 | 12.0649 |  |  | * |  |  | None | *
6 | 45-304L-C0110 | STEEL,304-L S/S,16 GA,60" COIL | 0 | Purchased Item | Active |  | 1 | 10 |  |  |  | Item | 0.031 | SFT | 100 | 1 | 0.031 | Date |  |  | 2024-09-30 15:41 |  | * |  | Operation Pull | WIP_APU-1 |  |  |  | 0.031 |  | 10 | 10 |  | 0 | 11 |  |  | * |  |  | None | *
5 | - IP-57878 | 14ga SS 304L Solid 60x144 | A | Sub-assembly | Active |  | 19 | 1 |  |  |  | Item | 1 | EA | 100 | 1 | 1 | Date |  |  | 2024-09-30 15:41 |  | * | [6 empty] | 1 |  | 1 | 0.064923 |  | 0.064923 | 22.0649 |  |  | * |  |  | None | *
6 | 45-304L-0192 | STEEL,304L,S/S,14GA,60X144 | 0 | Purchased Item | Active |  | 1 | 1 |  |  |  | Item | 48.065 | SFT | 100 | 1 | 48.065 | Date |  |  | 2024-09-30 15:41 |  | * | [6 empty] | 48.065 |  | 1 | 20 |  | 0 | 21 |  |  | * |  |  | None | *
4 | - MCYSC4-SMA-57651 | Rigth Sidewall Direct Evap | 0 | Sub-assembly | Active |  | 16 | 1 |  |  |  | Item | 1 | EA | 100 | 1 | 1 | Date |  |  | 2024-09-30 15:41 |  | * | [6 empty] | 1 |  | 1 | 0 |  | 0.064923 | 32 |  |  | * |  |  | None | *
5 | - IP-54658 | 16ga SS 304L Solid coil 60 | A | Sub-assembly | Active |  | 1 | 1 |  |  |  | Item | 1 | EA | 100 | 1 | 1 | Date |  |  | 2024-09-30 15:41 |  | * | [6 empty] | 1 |  | 1 | 0.064923 |  | 0.064923 | 12.0649 |  |  | * |  |  | None | *
6 | 45-304L-C0110 | STEEL,304-L S/S,16 GA,60" COIL | 0 | Purchased Item | Active |  | 1 | 1 |  |  |  | Item | 15.323 | SFT | 100 | 1 | 15.323 | Date |  |  | 2024-09-30 15:41 |  | * | [6 empty] | 15.323 |  | 1 | 10 |  | 0 | 11 |  |  | * |  |  | None | *
5 | - IP-54669 | 16ga SS 304L Solid coil 60 | A | Sub-assembly | Active |  | 2 | 1 |  |  |  | Item | 1 | EA | 100 | 1 | 1 | Date |  |  | 2024-09-30 15:41 |  | * | [6 empty] | 1 |  | 1 | 0.064923 |  | 0.064923 | 12.0649 |  |  | * |  |  | None | *
6 | 45-304L-C0110 | STEEL,304-L S/S,16 GA,60" COIL | 0 | Purchased Item | Active |  | 1 | 1 |  |  |  | Item | 1.808 | SFT | 100 | 1 | 1.808 | Date |  |  | 2024-09-30 15:41 |  | * | [6 empty] | 1.808 |  | 1 | 10 |  | 0 | 11 |  |  | * |  |  | None | *
5 | 75-WN-1420-P | 1/4-20-SERR FLNG NUT PLTD | 0 | Purchased Item | Active |  | 3 | 1 |  |  |  | Item | 2 | EA | 100 | 1 | 2 | Date |  |  | 2024-09-30 15:41 |  | * | [6 empty] | 2 |  | 1 | 30 |  | 0 | 31 |  |  | * |  |  | None | *
5 | - IP-67504 | 16ga SS 304L Solid coil 60 | A | Sub-assembly | Active |  | 4 | 1 |  |  |  | Item | 1 | EA | 100 | 1 | 1 | Date |  |  | 2024-09-30 15:41 |  | * | [6 empty] | 1 |  | 1 | 0.064923 |  | 0.064923 | 12.0649 |  |  | * |  |  | None | *
6 | 45-304L-C0110 | STEEL,304-L S/S,16 GA,60" COIL | 0 | Purchased Item | Active |  | 1 | 1 |  |  |  | Item | 1.8 | SFT | 100 | 1 | 1.8 | Date |  |  | 2024-09-30 15:41 |  | * | [6 empty] | 1.8 |  | 1 | 10 |  | 0 | 11 |  |  | * |  |  | None | *
4 | - IP-54661 | 16ga SS 304L Solid coil 60 | A | Sub-assembly | Active |  | 17 | 1 |  |  |  | Item | 1 | EA | 100 | 1 | 1 | Date |  |  | 2024-09-30 15:41 |  | * | [6 empty] | 1 |  | 1 | 0.064923 |  | 0.064923 | 12.0649 |  |  | * |  |  | None | *
5 | 45-304L-C0110 | STEEL,304-L S/S,16 GA,60" COIL | 0 | Purchased Item | Active |  | 1 | 1 |  |  |  | Item | 4.209 | SFT | 100 | 1 | 4.209 | Date |  |  | 2024-09-30 15:41 |  | * | [6 empty] | 4.209 |  | 1 | 10 |  | 0 | 11 |  |  | * |  |  | None | *
4 | - MCYSC4-SMA-57650 | Left Sidewall Direct Evap | 0 | Sub-assembly | Active |  | 18 | 1 |  |  |  | Item | 1 | EA | 100 | 1 | 1 | Date |  |  | 2024-09-30 15:41 |  | * | [6 empty] | 1 |  | 1 | 0 |  | 0.064923 | 32 |  |  | * |  |  | None | *
5 | - IP-54657 | 16ga SS 304L Solid coil 60 | A | Sub-assembly | Active |  | 2 | 1 |  |  |  | Item | 1 | EA | 100 | 1 | 1 | Date |  |  | 2024-09-30 15:41 |  | * | [6 empty] | 1 |  | 1 | 0.064923 |  | 0.064923 | 12.0649 |  |  | * |  |  | None | *
6 | 45-304L-C0110 | STEEL,304-L S/S,16 GA,60" COIL | 0 | Purchased Item | Active |  | 1 | 1 |  |  |  | Item | 15.348 | SFT | 100 | 1 | 15.348 | Date |  |  | 2024-09-30 15:41 |  | * | [6 empty] | 15.348 |  | 1 | 10 |  | 0 | 11 |  |  | * |  |  | None | *
5 | 75-WN-1420-P | 1/4-20-SERR FLNG NUT PLTD | 0 | Purchased Item | Active |  | 3 | 1 |  |  |  | Item | 2 | EA | 100 | 1 | 2 | Date |  |  | 2024-09-30 15:41 |  | * | [6 empty] | 2 |  | 1 | 30 |  | 0 | 31 |  |  | * |  |  | None | *
5 | - IP-67505 | 16ga SS 304L Solid coil 60 | A | Sub-assembly | Active |  | 4 | 1 |  |  |  | Item | 1 | EA | 100 | 1 | 1 | Date |  |  | 2024-09-30 15:41 |  | * | [6 empty] | 1 |  | 1 | 0.064923 |  | 0.064923 | 12.0649 |  |  | * |  |  | None | *
6 | 45-304L-C0110 | STEEL,304-L S/S,16 GA,60" COIL | 0 | Purchased Item | Active |  | 1 | 1 |  |  |  | Item | 1.8 | SFT | 100 | 1 | 1.8 | Date |  |  | 2024-09-30 15:41 |  | * | [6 empty] | 1.8 |  | 1 | 10 |  | 0 | 11 |  |  | * |  |  | None | *
5 | - IP-67506 | 16ga SS 304L Solid coil 60 | A | Sub-assembly | Active |  | 5 | 1 |  |  |  | Item | 1 | EA | 100 | 1 | 1 | Date |  |  | 2024-09-30 15:41 |  | * | [6 empty] | 1 |  | 1 | 0.064923 |  | 0.064923 | 12.0649 |  |  | * |  |  | None | *
6 | 45-304L-C0110 | STEEL,304-L S/S,16 GA,60" COIL | 0 | Purchased Item | Active |  | 1 | 1 |  |  |  | Item | 1.8 | SFT | 100 | 1 | 1.8 | Date |  |  | 2024-09-30 15:41 |  | * | [6 empty] | 1.8 |  | 1 | 10 |  | 0 | 11 |  |  | * |  |  | None | *
4 | - IP-54659 | 16ga SS 304L Solid coil 60 | A | Sub-assembly | Active |  | 19 | 1 |  |  |  | Item | 1 | EA | 100 | 1 | 1 | Date |  |  | 2024-09-30 15:41 |  | * | [6 empty] | 1 |  | 1 | 0.064923 |  | 0.064923 | 12.0649 |  |  | * |  |  | None | *
5 | 45-304L-C0110 | STEEL,304-L S/S,16 GA,60" COIL | 0 | Purchased Item | Active |  | 1 | 1 |  |  |  | Item | 11.704 | SFT | 100 | 1 | 11.704 | Date |  |  | 2024-09-30 15:41 |  | * | [6 empty] | 11.704 |  | 1 | 10 |  | 0 | 11 |  |  | * |  |  | None | *
4 | - IP-57769 | Piping - Copper Type L - 7/8" OD - 3/4" ID | 0 | Sub-assembly | Active |  | 20 | 1 |  |  |  | Item | 1 | EA | 100 | 1 | 1 | Date |  |  | 2024-09-30 15:41 |  | * | [6 empty] | 1 |  | 1 | 0 |  | 0 | 17 |  |  | * |  |  | None | *
5 | 17-PIPE-0230 | PIPING - COPPER TYPE L - 7/8" OD - 3/4" ID | 0 | Purchased Item | Active |  | 1 | 1 |  |  |  | Item | 2.3725 | FT | 100 | 1 | 2.3725 | Date |  |  | 2024-09-30 15:41 |  | * | [6 empty] | 2.3725 |  | 1 | 15 |  | 0 | 16 |  |  | * |  |  | None | *
4 | - IP-54667 | 16ga SS 304L Solid coil 60 | A | Sub-assembly | Active |  | 21 | 1 |  |  |  | Item | 1 | EA | 100 | 1 | 1 | Date |  |  | 2024-09-30 15:41 |  | * | [6 empty] | 1 |  | 1 | 0.064923 |  | 0.064923 | 12.0649 |  |  | * |  |  | None | *
5 | 45-304L-C0110 | STEEL,304-L S/S,16 GA,60" COIL | 0 | Purchased Item | Active |  | 1 | 1 |  |  |  | Item | 0.374 | SFT | 100 | 1 | 0.374 | Date |  |  | 2024-09-30 15:41 |  | * | [6 empty] | 0.374 |  | 1 | 10 |  | 0 | 11 |  |  | * |  |  | None | *
4 | - IP-61529 | 16ga SS 304L Solid coil 60 | A | Sub-assembly | Active |  | 22 | 1 |  |  |  | Item | 2 | EA | 100 | 1 | 2 | Date |  |  | 2024-09-30 15:41 |  | * | [6 empty] | 2 |  | 1 | 0.064923 |  | 0.064923 | 12.0649 |  |  | * |  |  | None | *
5 | 45-304L-C0110 | STEEL,304-L S/S,16 GA,60" COIL | 0 | Purchased Item | Active |  | 1 | 1 |  |  |  | Item | 1.167 | SFT | 100 | 1 | 2.334 | Date |  |  | 2024-09-30 15:41 |  | * | [6 empty] | 2.334 |  | 1 | 10 |  | 0 | 11 |  |  | * |  |  | None | *
4 | 75-SCWH-14-34SS | 304 STAINLESS STEEL-TEK SCREW-1/4"-14 THREADS PER INCH X 3/4" LONG | 0 | Purchased Item | Active |  | 23 | 1 |  |  |  | Item | 28 | EA | 100 | 1 | 28 | Date |  |  | 2024-09-30 15:41 |  | * | [6 empty] | 28 |  | 1 | 20 |  | 0 | 21 |  |  | * |  |  | None | *
4 | 17-ELL-ST-0230 | FTG,STR_ELL,CU,45,FTGXC,1.38 - 1 3/8 FTGXC 45 DEGREE COPPER STREET ELL | 0 | Purchased Item | Active |  | 24 | 1 |  |  |  | Item | 3 | EA | 100 | 1 | 3 | Date |  |  | 2024-09-30 15:41 |  | * | [6 empty] | 3 |  | 1 | 20 |  | 0 | 21 |  |  | * |  |  | None | *
4 | - IP-57725 | Piping - Copper Type L - 1-3/8" OD - 1-1/4" ID | 0 | Sub-assembly | Active |  | 25 | 1 |  |  |  | Item | 3 | EA | 100 | 1 | 3 | Date |  |  | 2024-09-30 15:41 |  | * | [6 empty] | 3 |  | 1 | 0 |  | 0 | 17 |  |  | * |  |  | None | *
5 | 17-PIPE-0237 | PIPING - COPPER TYPE L - 1-3/8" OD - 1-1/4" ID | 0 | Purchased Item | Active |  | 1 | 1 |  |  |  | Item | 5.6037 | FT | 100 | 1 | 16.8113 | Date |  |  | 2024-09-30 15:41 |  | * | [6 empty] | 16.8113 |  | 1 | 15 |  | 0 | 16 |  |  | * |  |  | None | *
4 | 17-ELL-ST-0160 | FTG,STR_ELL,CU,90,FTGxC,1.38 - 1 3/8 FTGxC 90 DEGREE COPPER STREET | 0 | Purchased Item | Active |  | 26 | 1 |  |  |  | Item | 1 | EA | 100 | 1 | 1 | Date |  |  | 2024-09-30 15:41 |  | * | [6 empty] | 1 |  | 1 | 15 |  | 0 | 16 |  |  | * |  |  | None | *
4 | - IP-57719 | Piping - Copper Type L - 1-3/8" OD - 1-1/4" ID | 0 | Sub-assembly | Active |  | 27 | 1 |  |  |  | Item | 1 | EA | 100 | 1 | 1 | Date |  |  | 2024-09-30 15:41 |  | * | [6 empty] | 1 |  | 1 | 0 |  | 0 | 17 |  |  | * |  |  | None | *
5 | 17-PIPE-0237 | PIPING - COPPER TYPE L - 1-3/8" OD - 1-1/4" ID | 0 | Purchased Item | Active |  | 1 | 1 |  |  |  | Item | 1.3333 | FT | 100 | 1 | 1.3333 | Date |  |  | 2024-09-30 15:41 |  | * | [6 empty] | 1.3333 |  | 1 | 15 |  | 0 | 16 |  |  | * |  |  | None | *
4 | - IP-54677 | 16ga SS 304L Solid coil 60 | A | Sub-assembly | Active |  | 29 | 1 |  |  |  | Item | 1 | EA | 100 | 1 | 1 | Date |  |  | 2024-09-30 15:41 |  | * | [6 empty] | 1 |  | 1 | 0.064923 |  | 0.064923 | 12.0649 |  |  | * |  |  | None | *
5 | 45-304L-C0110 | STEEL,304-L S/S,16 GA,60" COIL | 0 | Purchased Item | Active |  | 1 | 1 |  |  |  | Item | 5.515 | SFT | 100 | 1 | 5.515 | Date |  |  | 2024-09-30 15:41 |  | * | [6 empty] | 5.515 |  | 1 | 10 |  | 0 | 11 |  |  | * |  |  | None | *
4 | - IP-57716 | Piping - Copper Type L - 7/8" OD - 3/4" ID | 0 | Sub-assembly | Active |  | 30 | 1 |  |  |  | Item | 1 | EA | 100 | 1 | 1 | Date |  |  | 2024-09-30 15:41 |  | * | [6 empty] | 1 |  | 1 | 0 |  | 0 | 17 |  |  | * |  |  | None | *
5 | 17-PIPE-0230 | PIPING - COPPER TYPE L - 7/8" OD - 3/4" ID | 0 | Purchased Item | Active |  | 1 | 1 |  |  |  | Item | 0.5917 | FT | 100 | 1 | 0.5917 | Date |  |  | 2024-09-30 15:41 |  | * | [6 empty] | 0.5917 |  | 1 | 15 |  | 0 | 16 |  |  | * |  |  | None | *
4 | - IP-57774 | 8X12X48 KUUL CONTROL MEDIA READ FIREPRO, PORTACOOL PART # KUC081248AFPA | 0 | Sub-assembly | Active |  | 31 | 1 |  |  |  | Item | 10 | EA | 100 | 1 | 10 | Date |  |  | 2024-09-30 15:41 |  | * | [6 empty] | 10 |  | 1 | 0 |  | 0 | 17 |  |  | * |  |  | None | *
5 | 20-GLK-081248VT | MEDIA UPPER EVAP 12X8X48 | 0 | Purchased Item | Active |  | 1 | 1 |  |  |  | Item | 1 | EA | 100 | 1 | 10 | Date |  |  | 2024-09-30 15:41 |  | * | [6 empty] | 10 |  | 1 | 15 |  | 0 | 16 |  |  | * |  |  | None | *
4 | - IP-57772 | Piping - Copper Type L - 7/8" OD - 3/4" ID | 0 | Sub-assembly | Active |  | 32 | 1 |  |  |  | Item | 1 | EA | 100 | 1 | 1 | Date |  |  | 2024-09-30 15:41 |  | * | [6 empty] | 1 |  | 1 | 0 |  | 0 | 17 |  |  | * |  |  | None | *
5 | 17-PIPE-0230 | PIPING - COPPER TYPE L - 7/8" OD - 3/4" ID | 0 | Purchased Item | Active |  | 1 | 1 |  |  |  | Item | 1.0417 | FT | 100 | 1 | 1.0417 | Date |  |  | 2024-09-30 15:41 |  | * | [6 empty] | 1.0417 |  | 1 | 15 |  | 0 | 16 |  |  | * |  |  | None | *
4 | - IP-57724 | Piping - Copper Type L - 1-3/8" OD - 1-1/4" ID | 0 | Sub-assembly | Active |  | 33 | 1 |  |  |  | Item | 1 | EA | 100 | 1 | 1 | Date |  |  | 2024-09-30 15:41 |  | * | [6 empty] | 1 |  | 1 | 0 |  | 0 | 17 |  |  | * |  |  | None | *
5 | 17-PIPE-0237 | PIPING - COPPER TYPE L - 1-3/8" OD - 1-1/4" ID | 0 | Purchased Item | Active |  | 1 | 1 |  |  |  | Item | 0.1667 | FT | 100 | 1 | 0.1667 | Date |  |  | 2024-09-30 15:41 |  | * | [6 empty] | 0.1667 |  | 1 | 15 |  | 0 | 16 |  |  | * |  |  | None | *
4 | 17-ELL-0440 | ELBOW 45 DEG - 1-3/8" OD - 1-1/4" ID - CXC COPPER | 0 | Purchased Item | Active |  | 34 | 1 |  |  |  | Item | 3 | EA | 100 | 1 | 3 | Date |  |  | 2024-09-30 15:41 |  | * | [6 empty] | 3 |  | 1 | 15 |  | 0 | 16 |  |  | * |  |  | None | *
4 | - IP-54670 | 16ga SS 304L Solid coil 60 | A | Sub-assembly | Active |  | 35 | 1 |  |  |  | Item | 2 | EA | 100 | 1 | 2 | Date |  |  | 2024-09-30 15:41 |  | * | [6 empty] | 2 |  | 1 | 0.064923 |  | 0.064923 | 12.0649 |  |  | * |  |  | None | *
5 | 45-304L-C0110 | STEEL,304-L S/S,16 GA,60" COIL | 0 | Purchased Item | Active |  | 1 | 1 |  |  |  | Item | 4.24 | SFT | 100 | 1 | 8.48 | Date |  |  | 2024-09-30 15:41 |  | * | [6 empty] | 8.48 |  | 1 | 10 |  | 0 | 11 |  |  | * |  |  | None | *
4 | 17-BUSH-0101 | FTG,BUSH_RE,CU,FTGXC,1.38X.88 - 1 3/8 X 7/8 FTGXC COPPER REDUCING BUSHING | 0 | Purchased Item | Active |  | 36 | 1 |  |  |  | Item | 1 | EA | 100 | 1 | 1 | Date |  |  | 2024-09-30 15:41 |  | * | [6 empty] | 1 |  | 1 | 15 |  | 0 | 16 |  |  | * |  |  | None | *
4 | - IP-57721 | Piping - Copper Type L - 1-3/8" OD - 1-1/4" ID | 0 | Sub-assembly | Active |  | 37 | 1 |  |  |  | Item | 1 | EA | 100 | 1 | 1 | Date |  |  | 2024-09-30 15:41 |  | * | [6 empty] | 1 |  | 1 | 0 |  | 0 | 17 |  |  | * |  |  | None | *
5 | 17-PIPE-0237 | PIPING - COPPER TYPE L - 1-3/8" OD - 1-1/4" ID | 0 | Purchased Item | Active |  | 1 | 1 |  |  |  | Item | 0.3781 | FT | 100 | 1 | 0.3781 | Date |  |  | 2024-09-30 15:41 |  | * | [6 empty] | 0.3781 |  | 1 | 15 |  | 0 | 16 |  |  | * |  |  | None | *
4 | - IP-57727 | Piping - Copper Type L - 1-3/8" OD - 1-1/4" ID | 0 | Sub-assembly | Active |  | 38 | 1 |  |  |  | Item | 3 | EA | 100 | 1 | 3 | Date |  |  | 2024-09-30 15:41 |  | * | [6 empty] | 3 |  | 1 | 0 |  | 0 | 17 |  |  | * |  |  | None | *
5 | 17-PIPE-0237 | PIPING - COPPER TYPE L - 1-3/8" OD - 1-1/4" ID | 0 | Purchased Item | Active |  | 1 | 1 |  |  |  | Item | 0.1667 | FT | 100 | 1 | 0.5001 | Date |  |  | 2024-09-30 15:41 |  | * | [6 empty] | 0.5001 |  | 1 | 15 |  | 0 | 16 |  |  | * |  |  | None | *
4 | 18-VALVE-952734 | 3/4" BALANCING VALVE, THREADED, 300 WOG-NSF 61/372 W/INTEGRAL MEMORY STOP RWV MODEL# RWV 9527AB | 0 | Purchased Item | Active |  | 39 | 1 |  |  |  | Item | 1 | EA | 100 | 1 | 1 | Date |  |  | 2024-09-30 15:41 |  | * | [6 empty] | 1 |  | 1 | 15 |  | 0 | 16 |  |  | * |  |  | None | *
4 | - IP-57777 | Piping - Copper Type L - 1-3/8" OD - 1-1/4" ID | 0 | Sub-assembly | Active |  | 40 | 1 |  |  |  | Item | 1 | EA | 100 | 1 | 1 | Date |  |  | 2024-09-30 15:41 |  | * | [6 empty] | 1 |  | 1 | 0 |  | 0 | 17 |  |  | * |  |  | None | *
5 | 17-PIPE-0237 | PIPING - COPPER TYPE L - 1-3/8" OD - 1-1/4" ID | 0 | Purchased Item | Active |  | 1 | 1 |  |  |  | Item | 0.1667 | FT | 100 | 1 | 0.1667 | Date |  |  | 2024-09-30 15:41 |  | * | [6 empty] | 0.1667 |  | 1 | 15 |  | 0 | 16 |  |  | * |  |  | None | *
4 | - IP-54660 | 16ga SS 304L Solid coil 60 | A | Sub-assembly | Active |  | 41 | 1 |  |  |  | Item | 1 | EA | 100 | 1 | 1 | Date |  |  | 2024-09-30 15:41 |  | * | [6 empty] | 1 |  | 1 | 0.064923 |  | 0.064923 | 12.0649 |  |  | * |  |  | None | *
5 | 45-304L-C0110 | STEEL,304-L S/S,16 GA,60" COIL | 0 | Purchased Item | Active |  | 1 | 1 |  |  |  | Item | 5.751 | SFT | 100 | 1 | 5.751 | Date |  |  | 2024-09-30 15:41 |  | * | [6 empty] | 5.751 |  | 1 | 10 |  | 0 | 11 |  |  | * |  |  | None | *
4 | - IP-54665 | 16ga SS 304L Solid coil 60 | A | Sub-assembly | Active |  | 42 | 1 |  |  |  | Item | 1 | EA | 100 | 1 | 1 | Date |  |  | 2024-09-30 15:41 |  | * | [6 empty] | 1 |  | 1 | 0.064923 |  | 0.064923 | 12.0649 |  |  | * |  |  | None | *
5 | 45-304L-C0110 | STEEL,304-L S/S,16 GA,60" COIL | 0 | Purchased Item | Active |  | 1 | 1 |  |  |  | Item | 0.394 | SFT | 100 | 1 | 0.394 | Date |  |  | 2024-09-30 15:41 |  | * | [6 empty] | 0.394 |  | 1 | 10 |  | 0 | 11 |  |  | * |  |  | None | *
4 | - IP-54664 | 16ga SS 304L Solid coil 60 | A | Sub-assembly | Active |  | 43 | 1 |  |  |  | Item | 2 | EA | 100 | 1 | 2 | Date |  |  | 2024-09-30 15:41 |  | * | [6 empty] | 2 |  | 1 | 0.064923 |  | 0.064923 | 12.0649 |  |  | * |  |  | None | *
5 | 45-304L-C0110 | STEEL,304-L S/S,16 GA,60" COIL | 0 | Purchased Item | Active |  | 1 | 1 |  |  |  | Item | 2.338 | SFT | 100 | 1 | 4.676 | Date |  |  | 2024-09-30 15:41 |  | * | [6 empty] | 4.676 |  | 1 | 10 |  | 0 | 11 |  |  | * |  |  | None | *
4 | 17-ELL-0175 | Elbow 90 deg - 1-3/8" OD - 1-1/4" ID - CXC copper | 0 | Purchased Item | Active |  | 44 | 1 |  |  |  | Item | 5 | EA | 100 | 1 | 5 | Date |  |  | 2024-09-30 15:41 |  | * | [6 empty] | 5 |  | 1 | 15 |  | 0 | 16 |  |  | * |  |  | None | *
4 | - IP-54671 | 16ga SS 304L Solid coil 60 | A | Sub-assembly | Active |  | 45 | 1 |  |  |  | Item | 2 | EA | 100 | 1 | 2 | Date |  |  | 2024-09-30 15:41 |  | * | [6 empty] | 2 |  | 1 | 0.064923 |  | 0.064923 | 12.0649 |  |  | * |  |  | None | *
5 | 45-304L-C0110 | STEEL,304-L S/S,16 GA,60" COIL | 0 | Purchased Item | Active |  | 1 | 1 |  |  |  | Item | 1.721 | SFT | 100 | 1 | 3.442 | Date |  |  | 2024-09-30 15:41 |  | * | [6 empty] | 3.442 |  | 1 | 10 |  | 0 | 11 |  |  | * |  |  | None | *
4 | 17-RED-0330 | 1-3/8"X 7/8" RED COUPL CXC COP | 0 | Purchased Item | Active |  | 46 | 1 |  |  |  | Item | 2 | EA | 100 | 1 | 2 | Date |  |  | 2024-09-30 15:41 |  | * | [6 empty] | 2 |  | 1 | 15 |  | 0 | 16 |  |  | * |  |  | None | *
4 | - IP-57770 | Piping - Copper Type L - 1-3/8" OD - 1-1/4" ID | 0 | Sub-assembly | Active |  | 47 | 1 |  |  |  | Item | 1 | EA | 100 | 1 | 1 | Date |  |  | 2024-09-30 15:41 |  | * | [6 empty] | 1 |  | 1 | 0 |  | 0 | 17 |  |  | * |  |  | None | *
5 | 17-PIPE-0237 | PIPING - COPPER TYPE L - 1-3/8" OD - 1-1/4" ID | 0 | Purchased Item | Active |  | 1 | 1 |  |  |  | Item | 0.7917 | FT | 100 | 1 | 0.7917 | Date |  |  | 2024-09-30 15:41 |  | * | [6 empty] | 0.7917 |  | 1 | 15 |  | 0 | 16 |  |  | * |  |  | None | *
4 | 17-ELL-0172 | 7/8" 90 ELBOW CxC COPPER | 0 | Purchased Item | Active |  | 48 | 1 |  |  |  | Item | 1 | EA | 100 | 1 | 1 | Date |  |  | 2024-09-30 15:41 |  | * | [6 empty] | 1 |  | 1 | 15 |  | 0 | 16 |  |  | * |  |  | None | *
4 | - IP-54666 | 16ga SS 304L Solid coil 60 | A | Sub-assembly | Active |  | 49 | 1 |  |  |  | Item | 1 | EA | 100 | 1 | 1 | Date |  |  | 2024-09-30 15:41 |  | * | [6 empty] | 1 |  | 1 | 0.064923 |  | 0.064923 | 12.0649 |  |  | * |  |  | None | *
5 | 45-304L-C0110 | STEEL,304-L S/S,16 GA,60" COIL | 0 | Purchased Item | Active |  | 1 | 1 |  |  |  | Item | 0.394 | SFT | 100 | 1 | 0.394 | Date |  |  | 2024-09-30 15:41 |  | * | [6 empty] | 0.394 |  | 1 | 10 |  | 0 | 11 |  |  | * |  |  | None | *
4 | - IP-57730 | Piping - Copper Type L - 1-3/8" OD - 1-1/4" ID | 0 | Sub-assembly | Active |  | 50 | 1 |  |  |  | Item | 2 | EA | 100 | 1 | 2 | Date |  |  | 2024-09-30 15:41 |  | * | [6 empty] | 2 |  | 1 | 0 |  | 0 | 17 |  |  | * |  |  | None | *
5 | 17-PIPE-0237 | PIPING - COPPER TYPE L - 1-3/8" OD - 1-1/4" ID | 0 | Purchased Item | Active |  | 1 | 1 |  |  |  | Item | 4.8095 | FT | 100 | 1 | 9.619 | Date |  |  | 2024-09-30 15:41 |  | * | [6 empty] | 9.619 |  | 1 | 15 |  | 0 | 16 |  |  | * |  |  | None | *
4 | - IP-57771 | Piping - Copper Type L - 1-3/8" OD - 1-1/4" ID | 0 | Sub-assembly | Active |  | 51 | 1 |  |  |  | Item | 1 | EA | 100 | 1 | 1 | Date |  |  | 2024-09-30 15:41 |  | * | [6 empty] | 1 |  | 1 | 0 |  | 0 | 17 |  |  | * |  |  | None | *
5 | 17-PIPE-0237 | PIPING - COPPER TYPE L - 1-3/8" OD - 1-1/4" ID | 0 | Purchased Item | Active |  | 1 | 1 |  |  |  | Item | 1.0327 | FT | 100 | 1 | 1.0327 | Date |  |  | 2024-09-30 15:41 |  | * | [6 empty] | 1.0327 |  | 1 | 15 |  | 0 | 16 |  |  | * |  |  | None | *
4 | - IP-57780 | 2X8x60 KUUL CONTROL W/FIREPRO DISTRIBUTION VENDOR PART # | 0 | Sub-assembly | Active |  | 52 | 1 |  |  |  | Item | 1 | EA | 100 | 1 | 1 | Date |  |  | 2024-09-30 15:41 |  | * | [6 empty] | 1 |  | 1 | 0 |  | 0 | 17 |  |  | * |  |  | None | *
5 | 20-GLK-20860IVT | GLASDEK GXIV 2" X 8" X 60" DISTRIBUTION PAD W/ TUFF EDGE | 0 | Purchased Item | Active |  | 1 | 1 |  |  |  | Item | 1 | EA | 100 | 1 | 1 | Date |  |  | 2024-09-30 15:41 |  | * | [6 empty] | 1 |  | 1 | 15 |  | 0 | 16 |  |  | * |  |  | None | *
4 | - IP-54668 | 16ga SS 304L Cocol 48x120 | A | Sub-assembly | Active |  | 53 | 1 |  |  |  | Item | 2 | EA | 100 | 1 | 2 | Date |  |  | 2024-09-30 15:41 |  | * | [6 empty] | 2 |  | 1 | 0.027051 |  | 0.027051 | 17.0271 |  |  | * |  |  | None | *
5 | 45-PERF-48120 | STEEL,304L S/S,16GA,EXPANDED 1/2 #16,48X120 | 0 | Purchased Item | Active |  | 1 | 10 |  |  |  | Item | 3.354 | SFT | 100 | 1 | 6.708 | Date |  |  | 2024-09-30 15:41 |  | * |  | Operation Pull | WIP_APU-1 |  |  |  | 6.708 |  | 10 | 15 |  | 0 | 16 |  |  | * |  |  | None | *
4 | 18-CONTR-1038 | WALCHM KIT 3/4 IN TEE NUT O-RING WALCHEM W-CLASS CONTROLLER ACCESSORY, 3/4 IN TEE, NUT, O-RING WALCHEM# 191038 | 0 | Purchased Item | Active |  | 54 | 1 |  |  |  | Item | 1 | EA | 100 | 1 | 1 | Date |  |  | 2024-09-30 15:41 |  | * | [6 empty] | 1 |  | 1 | 20 |  | 0 | 21 |  |  | * |  |  | None | *
4 | - MCYSC4-SWA-57713 | MCYSC4-SWA-57713 | 0 | Sub-assembly | Active |  | 55 | 1 |  |  |  | Item | 32 | EA | 100 | 1 | 32 | Date |  |  | 2024-09-30 15:41 |  | * | [6 empty] | 32 |  | 1 | 0 |  | 0 | 7 |  |  | * |  |  | None | *
5 | 75-BH-142034-SS | 1/4-20X3/4 HEX/BOLT 316 ST/ST | 0 | Purchased Item | Active |  | 1 | 1 |  |  |  | Item | 1 | EA | 100 | 1 | 32 | Date |  |  | 2024-09-30 15:41 |  | * | [6 empty] | 32 |  | 1 | 5 |  | 0 | 6 |  |  | * |  |  | None | *
5 | 75-W-14-BN1434S | 304 Stainless Steel-Neoprene Washer-0.275"ID - 5/8"OD | 0 | Purchased Item | Active |  | 2 | 1 |  |  |  | Item | 1 | EA | 100 | 1 | 32 | Date |  |  | 2024-09-30 15:41 |  | * | [6 empty] | 32 |  | 1 | 5 |  | 0 | 6 |  |  | * |  |  | None | *
5 | 75-FAST-0200 | 304 STAINLESS STEEL-WING NUT-1/4"-20 THREADS PER INCH | 0 | Purchased Item | Active |  | 3 | 1 |  |  |  | Item | 1 | EA | 100 | 1 | 32 | Date |  |  | 2024-09-30 15:41 |  | * | [6 empty] | 32 |  | 1 | 5 |  | 0 | 6 |  |  | * |  |  | None | *
4 | - MCYSC4-SMA-57773 | Rivetnut Arrangement | 0 | Sub-assembly | Active |  | 56 | 1 |  |  |  | Item | 84 | EA | 100 | 1 | 84 | Date |  |  | 2024-09-30 15:41 |  | * | [6 empty] | 84 |  | 1 | 0 |  | 0 | 7 |  |  | * |  |  | None | *
5 | 75-BH-142034-SS | 1/4-20X3/4 HEX/BOLT 316 ST/ST | 0 | Purchased Item | Active |  | 1 | 1 |  |  |  | Item | 1 | EA | 100 | 1 | 84 | Date |  |  | 2024-09-30 15:41 |  | * | [6 empty] | 84 |  | 1 | 5 |  | 0 | 6 |  |  | * |  |  | None | *
5 | 75-RN-1420AL | 1/4"-20 RIVET NUT ALUM (MC MASTER PART NUMBER 94020A343) | 0 | Purchased Item | Active |  | 2 | 1 |  |  |  | Item | 1 | EA | 100 | 1 | 84 | Date |  |  | 2024-09-30 15:41 |  | * | [6 empty] | 84 |  | 1 | 5 |  | 0 | 6 |  |  | * |  |  | None | *
5 | 75-W-14-BN1434S | 304 Stainless Steel-Neoprene Washer-0.275"ID - 5/8"OD | 0 | Purchased Item | Active |  | 3 | 1 |  |  |  | Item | 1 | EA | 100 | 1 | 84 | Date |  |  | 2024-09-30 15:41 |  | * | [6 empty] | 84 |  | 1 | 5 |  | 0 | 6 |  |  | * |  |  | None | *
4 | - MCYSC4-SMA-57727 | MCYSC4-SMA-57727 | 0 | Sub-assembly | Active |  | 57 | 1 |  |  |  | Item | 3 | EA | 100 | 1 | 3 | Date |  |  | 2024-09-30 15:41 |  | * | [6 empty] | 3 |  | 1 | 0 |  | 0.024346 | 32 |  |  | * |  |  | None | *
5 | 68-CLAMP-0150S | 7/8"OD CUSHION CLAMP SS 316 | 0 | Purchased Item | Active |  | 1 | 1 |  |  |  | Item | 1 | EA | 100 | 1 | 3 | Date |  |  | 2024-09-30 15:41 |  | * | [6 empty] | 3 |  | 1 | 30 |  | 0 | 31 |  |  | * |  |  | None | *
5 | - IP-57655 | UNISTRUT 1 5/8" x 1 5/8" SS | 0 | Sub-assembly | Active |  | 2 | 1 |  |  |  | Item | 1 | EA | 100 | 1 | 3 | Date |  |  | 2024-09-30 15:41 |  | * | [6 empty] | 3 |  | 1 | 0 |  | 0 | 12 |  |  | * |  |  | None | *
6 | 75-UNIST-0100SS | 1 5/8" X1 5/8" X 1 5/8" - STALNLESS STEEL - UNISTRUT | 0 | Purchased Item | Active |  | 1 | 1 |  |  |  | Item | 10 | FT | 100 | 1 | 30 | Date |  |  | 2024-09-30 15:41 |  | * | [6 empty] | 30 |  | 1 | 10 |  | 0 | 11 |  |  | * |  |  | None | *
5 | - IP-57650 | SHEET METAL ITEM | B | Sub-assembly | Active |  | 3 | 1 |  |  |  | Item | 1 | EA | 100 | 1 | 3 | Date |  |  | 2024-09-30 15:41 |  | * | [6 empty] | 3 |  | 1 | 0.024346 |  | 0.024346 | 12.0243 |  |  | * |  |  | None | *
6 | 45-304L-C0110 | STEEL,304-L S/S,16 GA,60" COIL | 0 | Purchased Item | Active |  | 1 | 1 |  |  |  | Item | 1 | SFT | 100 | 1 | 3 | Date |  |  | 2024-09-30 15:41 |  | * | [6 empty] | 3 |  | 1 | 10 |  | 0 | 11 |  |  | * |  |  | None | *
4 | 68-GROM-0001 | 1" SNAP IN SEALING GROMMET FOR PIPE & TUBE FITS 1.30" TO 1.39" PIPE DIAMETER | 0 | Purchased Item | Active |  | 58 | 1 |  |  |  | Item | 3 | EA | 100 | 1 | 3 | Date |  |  | 2024-09-30 15:41 |  | * | [6 empty] | 3 |  | 1 | 5 |  | 0 | 6 |  |  | * |  |  | None | *
4 | - MCYSC4-SMA-57656 | MCYSC4-SMA-57656 | 0 | Sub-assembly | Active |  | 59 | 1 |  |  |  | Item | 1 | EA | 100 | 1 | 1 | Date |  |  | 2024-09-30 15:41 |  | * | [6 empty] | 1 |  | 1 | 0 |  | 0.024346 | 13.0243 |  |  | * |  |  | None | *
5 | - IP-57655 | UNISTRUT 1 5/8" x 1 5/8" SS | 0 | Sub-assembly | Active |  | 2 | 1 |  |  |  | Item | 1 | EA | 100 | 1 | 1 | Date |  |  | 2024-09-30 15:41 |  | * | [6 empty] | 1 |  | 1 | 0 |  | 0 | 12 |  |  | * |  |  | None | *
6 | 75-UNIST-0100SS | 1 5/8" X1 5/8" X 1 5/8" - STALNLESS STEEL - UNISTRUT | 0 | Purchased Item | Active |  | 1 | 1 |  |  |  | Item | 10 | FT | 100 | 1 | 10 | Date |  |  | 2024-09-30 15:41 |  | * | [6 empty] | 10 |  | 1 | 10 |  | 0 | 11 |  |  | * |  |  | None | *
5 | - IP-57650 | SHEET METAL ITEM | B | Sub-assembly | Active |  | 3 | 1 |  |  |  | Item | 1 | EA | 100 | 1 | 1 | Date |  |  | 2024-09-30 15:41 |  | * | [6 empty] | 1 |  | 1 | 0.024346 |  | 0.024346 | 12.0243 |  |  | * |  |  | None | *
6 | 45-304L-C0110 | STEEL,304-L S/S,16 GA,60" COIL | 0 | Purchased Item | Active |  | 1 | 1 |  |  |  | Item | 1 | SFT | 100 | 1 | 1 | Date |  |  | 2024-09-30 15:41 |  | * | [6 empty] | 1 |  | 1 | 10 |  | 0 | 11 |  |  | * |  |  | None | *
5 | 68-CLAMP-0205 | CUSHION - 1-3/8 IN OD - CLAMP - 316 SS | 0 | Purchased Item | Active |  | 4 | 1 |  |  |  | Item | 1 | EA | 100 | 1 | 1 | Date |  |  | 2024-09-30 15:41 |  | * | [6 empty] | 1 |  | 1 | 5 |  | 0 | 6 |  |  | * |  |  | None | *
4 | - MCYSC4-SMA-57772 | Rivetnut Arrangement | 0 | Sub-assembly | Active |  | 60 | 1 |  |  |  | Item | 22 | EA | 100 | 1 | 22 | Date |  |  | 2024-09-30 15:41 |  | * | [6 empty] | 22 |  | 1 | 0 |  | 0 | 22 |  |  | * |  |  | None | *
5 | 75-BH-142034-SS | 1/4-20X3/4 HEX/BOLT 316 ST/ST | 0 | Purchased Item | Active |  | 1 | 1 |  |  |  | Item | 1 | EA | 100 | 1 | 22 | Date |  |  | 2024-09-30 15:41 |  | * | [6 empty] | 22 |  | 1 | 5 |  | 0 | 6 |  |  | * |  |  | None | *
5 | 75-RN-1420AL | 1/4"-20 RIVET NUT ALUM (MC MASTER PART NUMBER 94020A343) | 0 | Purchased Item | Active |  | 2 | 1 |  |  |  | Item | 1 | EA | 100 | 1 | 22 | Date |  |  | 2024-09-30 15:41 |  | * | [6 empty] | 22 |  | 1 | 5 |  | 0 | 6 |  |  | * |  |  | None | *
5 | 75-W-14-LOCK-SS | 304 STAINLESS STEEL-LOCK WASHER-1/4" | 0 | Purchased Item | Active |  | 3 | 1 |  |  |  | Item | 1 | EA | 100 | 1 | 22 | Date |  |  | 2024-09-30 15:41 |  | * | [6 empty] | 22 |  | 1 | 15 |  | 0 | 16 |  |  | * |  |  | None | *
5 | 75-W-14-FLAT-SS | 304 STAINLESS STEEL-FLAT WASHER-1/4" | 0 | Purchased Item | Active |  | 4 | 1 |  |  |  | Item | 1 | EA | 100 | 1 | 22 | Date |  |  | 2024-09-30 15:41 |  | * | [6 empty] | 22 |  | 1 | 20 |  | 0 | 21 |  |  | * |  |  | None | *
4 | 60-PUMP-KP250 | PUMP SUMP | 0 | Purchased Item | Active |  | 62 | 1 |  |  |  | Item | 1 | EA | 100 | 1 | 1 | Date |  |  | 2024-09-30 15:41 |  | * | [6 empty] | 1 |  | 1 | 15 |  | 0 | 16 |  |  | * |  |  | None | *
4 | - IP-54672 | 16ga SS 304L Solid coil 60 | A | Sub-assembly | Active |  | 63 | 1 |  |  |  | Item | 2 | EA | 100 | 1 | 2 | Date |  |  | 2024-09-30 15:41 |  | * | [6 empty] | 2 |  | 1 | 0.064923 |  | 0.064923 | 12.0649 |  |  | * |  |  | None | *
5 | 45-304L-C0110 | STEEL,304-L S/S,16 GA,60" COIL | 0 | Purchased Item | Active |  | 1 | 1 |  |  |  | Item | 1.971 | SFT | 100 | 1 | 3.942 | Date |  |  | 2024-09-30 15:41 |  | * | [6 empty] | 3.942 |  | 1 | 10 |  | 0 | 11 |  |  | * |  |  | None | *
4 | - IP-54663 | 16ga SS 304L Solid coil 60 | A | Sub-assembly | Active |  | 64 | 1 |  |  |  | Item | 1 | EA | 100 | 1 | 1 | Date |  |  | 2024-09-30 15:41 |  | * | [6 empty] | 1 |  | 1 | 0.064923 |  | 0.064923 | 12.0649 |  |  | * |  |  | None | *
5 | 45-304L-C0110 | STEEL,304-L S/S,16 GA,60" COIL | 0 | Purchased Item | Active |  | 1 | 1 |  |  |  | Item | 4.107 | SFT | 100 | 1 | 4.107 | Date |  |  | 2024-09-30 15:41 |  | * | [6 empty] | 4.107 |  | 1 | 10 |  | 0 | 11 |  |  | * |  |  | None | *
4 | - IP-57729 | Piping - Copper Type L - 1-3/8" OD - 1-1/4" ID | 0 | Sub-assembly | Active |  | 65 | 1 |  |  |  | Item | 2 | EA | 100 | 1 | 2 | Date |  |  | 2024-09-30 15:41 |  | * | [6 empty] | 2 |  | 1 | 0 |  | 0 | 17 |  |  | * |  |  | None | *
5 | 17-PIPE-0237 | PIPING - COPPER TYPE L - 1-3/8" OD - 1-1/4" ID | 0 | Purchased Item | Active |  | 1 | 1 |  |  |  | Item | 4.677 | FT | 100 | 1 | 9.354 | Date |  |  | 2024-09-30 15:41 |  | * | [6 empty] | 9.354 |  | 1 | 15 |  | 0 | 16 |  |  | * |  |  | None | *
4 | - MCYSC4-SMA-57653 | MCYSC4-SMA-57653 | 0 | Sub-assembly | Active |  | 66 | 1 |  |  |  | Item | 1 | EA | 100 | 1 | 1 | Date |  |  | 2024-09-30 15:41 |  | * | [6 empty] | 1 |  | 1 | 0 |  | 0.024346 | 13.0243 |  |  | * |  |  | None | *
5 | - IP-57649 | UNISTRUT 1 5/8" x 1 5/8" SS | 0 | Sub-assembly | Active |  | 2 | 1 |  |  |  | Item | 1 | EA | 100 | 1 | 1 | Date |  |  | 2024-09-30 15:41 |  | * | [6 empty] | 1 |  | 1 | 0 |  | 0 | 12 |  |  | * |  |  | None | *
6 | 75-UNIST-0100SS | 1 5/8" X1 5/8" X 1 5/8" - STALNLESS STEEL - UNISTRUT | 0 | Purchased Item | Active |  | 1 | 1 |  |  |  | Item | 10 | FT | 100 | 1 | 10 | Date |  |  | 2024-09-30 15:41 |  | * | [6 empty] | 10 |  | 1 | 10 |  | 0 | 11 |  |  | * |  |  | None | *
5 | - IP-57654 | UNISTRUT 1 5/8" x 1 5/8" SS | 0 | Sub-assembly | Active |  | 3 | 1 |  |  |  | Item | 2 | EA | 100 | 1 | 2 | Date |  |  | 2024-09-30 15:41 |  | * | [6 empty] | 2 |  | 1 | 0 |  | 0 | 12 |  |  | * |  |  | None | *
6 | 75-UNIST-0100SS | 1 5/8" X1 5/8" X 1 5/8" - STALNLESS STEEL - UNISTRUT | 0 | Purchased Item | Active |  | 1 | 1 |  |  |  | Item | 10 | FT | 100 | 1 | 20 | Date |  |  | 2024-09-30 15:41 |  | * | [6 empty] | 20 |  | 1 | 10 |  | 0 | 11 |  |  | * |  |  | None | *
5 | - IP-57650 | SHEET METAL ITEM | B | Sub-assembly | Active |  | 4 | 1 |  |  |  | Item | 1 | EA | 100 | 1 | 1 | Date |  |  | 2024-09-30 15:41 |  | * | [6 empty] | 1 |  | 1 | 0.024346 |  | 0.024346 | 12.0243 |  |  | * |  |  | None | *
6 | 45-304L-C0110 | STEEL,304-L S/S,16 GA,60" COIL | 0 | Purchased Item | Active |  | 1 | 1 |  |  |  | Item | 1 | SFT | 100 | 1 | 1 | Date |  |  | 2024-09-30 15:41 |  | * | [6 empty] | 1 |  | 1 | 10 |  | 0 | 11 |  |  | * |  |  | None | *
5 | 68-CLAMP-0205 | CUSHION - 1-3/8 IN OD - CLAMP - 316 SS | 0 | Purchased Item | Active |  | 5 | 1 |  |  |  | Item | 2 | EA | 100 | 1 | 2 | Date |  |  | 2024-09-30 15:41 |  | * | [6 empty] | 2 |  | 1 | 5 |  | 0 | 6 |  |  | * |  |  | None | *
4 | - MCYSC4-SMA-57652 | Mist Eliminator | 0 | Sub-assembly | Active |  | 67 | 1 |  |  |  | Item | 3 | EA | 100 | 1 | 3 | Date |  |  | 2024-09-30 15:41 |  | * | [6 empty] | 3 |  | 1 | 0 |  | 0.064923 | 33.0271 |  |  | * |  |  | None | *
5 | - IP-54680 | 18ga SS 304L Solid coil 60 | A | Sub-assembly | Active |  | 1 | 1 |  |  |  | Item | 2 | EA | 100 | 1 | 6 | Date |  |  | 2024-09-30 15:41 |  | * | [6 empty] | 6 |  | 1 | 0.064923 |  | 0.064923 | 17.0649 |  |  | * |  |  | None | *
6 | 45-304L-C0140 | STEEL,304-L S/S,18 GA,60" COIL | 0 | Purchased Item | Active |  | 1 | 1 |  |  |  | Item | 2.867 | SFT | 100 | 1 | 17.202 | Date |  |  | 2024-09-30 15:41 |  | * | [6 empty] | 17.202 |  | 1 | 15 |  | 0 | 16 |  |  | * |  |  | None | *
5 | - IP-54682 | 18ga SS 304L Solid coil 60 | A | Sub-assembly | Active |  | 2 | 1 |  |  |  | Item | 1 | EA | 100 | 1 | 3 | Date |  |  | 2024-09-30 15:41 |  | * | [6 empty] | 3 |  | 1 | 0.064923 |  | 0.064923 | 17.0649 |  |  | * |  |  | None | *
6 | 45-304L-C0140 | STEEL,304-L S/S,18 GA,60" COIL | 0 | Purchased Item | Active |  | 1 | 1 |  |  |  | Item | 0.829 | SFT | 100 | 1 | 2.487 | Date |  |  | 2024-09-30 15:41 |  | * | [6 empty] | 2.487 |  | 1 | 15 |  | 0 | 16 |  |  | * |  |  | None | *
5 | - IP-57646 | mist eliminator | 0 | Sub-assembly | Active |  | 3 | 1 |  |  |  | Item | 1 | EA | 100 | 1 | 3 | Date |  |  | 2024-09-30 15:41 |  | * | [6 empty] | 3 |  | 1 | 0 |  | 0 | 17 |  |  | * |  |  | None | *
6 | 20-GLDK-21248 | GLASDEK 2" X 12" X 48" DISTRIBUTION PAD W/TUF EDGE | 0 | Purchased Item | Active |  | 1 | 1 |  |  |  | Item | 1 | EA | 100 | 1 | 3 | Date |  |  | 2024-09-30 15:41 |  | * | [6 empty] | 3 |  | 1 | 15 |  | 0 | 16 |  |  | * |  |  | None | *
5 | - IP-57647 | 14ga SS 304L Solid 60x144 45-PERF-1114 | A | Sub-assembly | Active |  | 4 | 1 |  |  |  | Item | 1 | EA | 100 | 1 | 3 | Date |  |  | 2024-09-30 15:41 |  | * | [6 empty] | 3 |  | 1 | 0.027051 |  | 0.027051 | 32.0271 |  |  | * |  |  | None | *
6 | 45-PERF-1114 | 1"X1" 14GA .080 304 S/S,WELDED CLOTH MESH SCREEN 48" WIDE | 0 | Purchased Item | Active |  | 1 | 1 |  |  |  | Item | 28.23 | SFT | 100 | 1 | 84.69 | Date |  |  | 2024-09-30 15:41 |  | * | [6 empty] | 84.69 |  | 1 | 30 |  | 0 | 31 |  |  | * |  |  | None | *
5 | - IP-54681 | 18ga SS 304L Solid coil 60 | A | Sub-assembly | Active |  | 5 | 1 |  |  |  | Item | 1 | EA | 100 | 1 | 3 | Date |  |  | 2024-09-30 15:41 |  | * | [6 empty] | 3 |  | 1 | 0.064923 |  | 0.064923 | 17.0649 |  |  | * |  |  | None | *
6 | 45-304L-C0140 | STEEL,304-L S/S,18 GA,60" COIL | 0 | Purchased Item | Active |  | 1 | 1 |  |  |  | Item | 0.829 | SFT | 100 | 1 | 2.487 | Date |  |  | 2024-09-30 15:41 |  | * | [6 empty] | 2.487 |  | 1 | 15 |  | 0 | 16 |  |  | * |  |  | None | *
5 | - IP-54679 | 18ga SS 304L Solid coil 60 | A | Sub-assembly | Active |  | 6 | 1 |  |  |  | Item | 1 | EA | 100 | 1 | 3 | Date |  |  | 2024-09-30 15:41 |  | * | [6 empty] | 3 |  | 1 | 0.064923 |  | 0.064923 | 17.0649 |  |  | * |  |  | None | *
6 | 45-304L-C0140 | STEEL,304-L S/S,18 GA,60" COIL | 0 | Purchased Item | Active |  | 1 | 1 |  |  |  | Item | 1.131 | SFT | 100 | 1 | 3.393 | Date |  |  | 2024-09-30 15:41 |  | * | [6 empty] | 3.393 |  | 1 | 15 |  | 0 | 16 |  |  | * |  |  | None | *
5 | - IP-57645 | mist eliminator | 0 | Sub-assembly | Active |  | 7 | 1 |  |  |  | Item | 8 | EA | 100 | 1 | 24 | Date |  |  | 2024-09-30 15:41 |  | * | [6 empty] | 24 |  | 1 | 0 |  | 0 | 17 |  |  | * |  |  | None | *
6 | 20-GLDK-21248 | GLASDEK 2" X 12" X 48" DISTRIBUTION PAD W/TUF EDGE | 0 | Purchased Item | Active |  | 1 | 1 |  |  |  | Item | 1 | EA | 100 | 1 | 24 | Date |  |  | 2024-09-30 15:41 |  | * | [6 empty] | 24 |  | 1 | 15 |  | 0 | 16 |  |  | * |  |  | None | *
5 | - IP-57890 | 18ga SS 304L Solid coil 60 | A | Sub-assembly | Active |  | 9 | 1 |  |  |  | Item | 1 | EA | 100 | 1 | 3 | Date |  |  | 2024-09-30 15:41 |  | * | [6 empty] | 3 |  | 1 | 0.064923 |  | 0.064923 | 17.0649 |  |  | * |  |  | None | *
6 | 45-304L-C0140 | STEEL,304-L S/S,18 GA,60" COIL | 0 | Purchased Item | Active |  | 1 | 1 |  |  |  | Item | 1.131 | SFT | 100 | 1 | 3.393 | Date |  |  | 2024-09-30 15:41 |  | * | [6 empty] | 3.393 |  | 1 | 15 |  | 0 | 16 |  |  | * |  |  | None | *
5 | 177334P1 | RIVET POP 1/8 SS GRIP 1/8 | 0 | Purchased Item | Active |  | 11 | 1 |  |  |  | Item | 8 | EA | 100 | 1 | 24 | Date |  |  | 2024-10-12 |  | * | [6 empty] | 24 |  | 1 | 5 |  | 0 | 6 |  |  | * |  |  | None | *
4 | - IP-57728 | Piping - Copper Type L - 1-3/8" OD - 1-1/4" ID | 0 | Sub-assembly | Active |  | 68 | 1 |  |  |  | Item | 3 | EA | 100 | 1 | 3 | Date |  |  | 2024-09-30 15:41 |  | * | [6 empty] | 3 |  | 1 | 0 |  | 0 | 17 |  |  | * |  |  | None | *
5 | 17-PIPE-0237 | PIPING - COPPER TYPE L - 1-3/8" OD - 1-1/4" ID | 0 | Purchased Item | Active |  | 1 | 1 |  |  |  | Item | 0.508 | FT | 100 | 1 | 1.524 | Date |  |  | 2024-09-30 15:41 |  | * | [6 empty] | 1.524 |  | 1 | 15 |  | 0 | 16 |  |  | * |  |  | None | *
4 | - IP-57722 | Piping - Copper Type L - 1-3/8" OD - 1-1/4" ID | 0 | Sub-assembly | Active |  | 69 | 1 |  |  |  | Item | 1 | EA | 100 | 1 | 1 | Date |  |  | 2024-09-30 15:41 |  | * | [6 empty] | 1 |  | 1 | 0 |  | 0 | 17 |  |  | * |  |  | None | *
5 | 17-PIPE-0237 | PIPING - COPPER TYPE L - 1-3/8" OD - 1-1/4" ID | 0 | Purchased Item | Active |  | 1 | 1 |  |  |  | Item | 0.4291 | FT | 100 | 1 | 0.4291 | Date |  |  | 2024-09-30 15:41 |  | * | [6 empty] | 0.4291 |  | 1 | 15 |  | 0 | 16 |  |  | * |  |  | None | *
4 | 17-TEE-0130 | 1-3/8" TEE CxCxC COPPER | 0 | Purchased Item | Active |  | 70 | 1 |  |  |  | Item | 2 | EA | 100 | 1 | 2 | Date |  |  | 2024-09-30 15:41 |  | * | [6 empty] | 2 |  | 1 | 20 |  | 0 | 21 |  |  | * |  |  | None | *
4 | 17-ADAP-0138 | 1-3/8" ADAPTOR CxM COPPER | 0 | Purchased Item | Active |  | 71 | 1 |  |  |  | Item | 9 | EA | 100 | 1 | 9 | Date |  |  | 2024-09-30 15:41 |  | * | [6 empty] | 9 |  | 1 | 15 |  | 0 | 16 |  |  | * |  |  | None | *
4 | 18-STR-380114 | 1-1/4" BRONZE THREADED Y-STRAINERS S/S 20 MESH SCREEN RWV MODEL #380F | 0 | Purchased Item | Active |  | 72 | 1 |  |  |  | Item | 1 | EA | 100 | 1 | 1 | Date |  |  | 2024-09-30 15:41 |  | * | [6 empty] | 1 |  | 1 | 15 |  | 0 | 16 |  |  | * |  |  | None | *
4 | 18-VLV-9527114 | 1-1/4" BALANCING VALVE, THREADED, 300 WOG-NSF 61/372 W/INTEGRAL MEMORY STOP RWV MODEL# RWV 9527AB | 0 | Purchased Item | Active |  | 73 | 1 |  |  |  | Item | 1 | EA | 100 | 1 | 1 | Date |  |  | 2024-09-30 15:41 |  | * | [6 empty] | 1 |  | 1 | 15 |  | 0 | 16 |  |  | * |  |  | None | *
4 | - IP-60470 | 16ga SS 304L Solid coil 60 | A | Sub-assembly | Active |  | 74 | 1 |  |  |  | Item | 1 | EA | 100 | 1 | 1 | Date |  |  | 2024-09-30 15:41 |  | * | [6 empty] | 1 |  | 1 | 0.064923 |  | 0.064923 | 12.0649 |  |  | * |  |  | None | *
5 | 45-304L-C0110 | STEEL,304-L S/S,16 GA,60" COIL | 0 | Purchased Item | Active |  | 1 | 1 |  |  |  | Item | 0.25 | SFT | 100 | 1 | 0.25 | Date |  |  | 2024-09-30 15:41 |  | * | [6 empty] | 0.25 |  | 1 | 10 |  | 0 | 11 |  |  | * |  |  | None | *
4 | 18-FLOW-0171 | FLOW METER KING INSTRUMENTS 7200 SERIES, ITEM# 7205-0171-1-1-W, MODEL#0171, FLOW RATE 15 GPM; 1” FNPT CONNECTION, | 0 | Purchased Item | Active |  | 75 | 1 |  |  |  | Item | 1 | EA | 100 | 1 | 1 | Date |  |  | 2024-09-30 15:41 |  | * | [6 empty] | 1 |  | 1 | 15 |  | 0 | 16 |  |  | * |  |  | None | *
4 | 75-BH-142034-P | ZINC PLATED-STANDARD HEX BOLT-1/4"-20 THREADS PER INCH X 3/4" LONG | 0 | Purchased Item | Active |  | 76 | 1 |  |  |  | Item | 4 | EA | 100 | 1 | 4 | Date |  |  | 2024-09-30 15:41 |  | * | [6 empty] | 4 |  | 1 | 5 |  | 0 | 6 |  |  | * |  |  | None | *
4 | - IP-57888 | Elbow 90 deg - 1-3/8" OD - 1-1/4" ID - CXC copper | 0 | Sub-assembly | Active |  | 77 | 1 |  |  |  | Item | 1 | EA | 100 | 1 | 1 | Date |  |  | 2024-09-30 15:41 |  | * | [6 empty] | 1 |  | 1 | 0 |  | 0 | 17 |  |  | * |  |  | None | *
5 | 17-ELL-0175 | Elbow 90 deg - 1-3/8" OD - 1-1/4" ID - CXC copper | 0 | Purchased Item | Active |  | 1 | 1 |  |  |  | Item | 1 | EA | 100 | 1 | 1 | Date |  |  | 2024-09-30 15:41 |  | * | [6 empty] | 1 |  | 1 | 15 |  | 0 | 16 |  |  | * |  |  | None | *
4 | - IP-57879 | Piping - Copper Type L - 7/8" OD - 3/4" ID | 0 | Sub-assembly | Active |  | 78 | 1 |  |  |  | Item | 1 | EA | 100 | 1 | 1 | Date |  |  | 2024-09-30 15:41 |  | * | [6 empty] | 1 |  | 1 | 0 |  | 0 | 17 |  |  | * |  |  | None | *
5 | 17-PIPE-0230 | PIPING - COPPER TYPE L - 7/8" OD - 3/4" ID | 0 | Purchased Item | Active |  | 1 | 1 |  |  |  | Item | 0.25 | FT | 100 | 1 | 0.25 | Date |  |  | 2024-09-30 15:41 |  | * | [6 empty] | 0.25 |  | 1 | 15 |  | 0 | 16 |  |  | * |  |  | None | *
4 | 75-W-14-FLAT-SS | 304 STAINLESS STEEL-FLAT WASHER-1/4" | 0 | Purchased Item | Active |  | 79 | 1 |  |  |  | Item | 8 | EA | 100 | 1 | 8 | Date |  |  | 2024-09-30 15:41 |  | * | [6 empty] | 8 |  | 1 | 20 |  | 0 | 21 |  |  | * |  |  | None | *
4 | 75-W-14-BN1458 | ZINC PLATED-NEOPRENE WASHER-9/32"ID - 5/8"OD | 0 | Purchased Item | Active |  | 80 | 1 |  |  |  | Item | 4 | EA | 100 | 1 | 4 | Date |  |  | 2024-09-30 15:41 |  | * | [6 empty] | 4 |  | 1 | 40 |  | 0 | 41 |  |  | * |  |  | None | *
4 | - IP-57889 | Elbow 90 deg - 1-3/8" OD - 1-1/4" ID - CXC copper | 0 | Sub-assembly | Active |  | 81 | 1 |  |  |  | Item | 1 | EA | 100 | 1 | 1 | Date |  |  | 2024-09-30 15:41 |  | * | [6 empty] | 1 |  | 1 | 0 |  | 0 | 17 |  |  | * |  |  | None | *
5 | 17-ELL-0175 | Elbow 90 deg - 1-3/8" OD - 1-1/4" ID - CXC copper | 0 | Purchased Item | Active |  | 1 | 1 |  |  |  | Item | 1 | EA | 100 | 1 | 1 | Date |  |  | 2024-09-30 15:41 |  | * | [6 empty] | 1 |  | 1 | 15 |  | 0 | 16 |  |  | * |  |  | None | *
4 | - IP-60469 | 16ga SS 304L Solid coil 60 | A | Sub-assembly | Active |  | 82 | 1 |  |  |  | Item | 1 | EA | 100 | 1 | 1 | Date |  |  | 2024-09-30 15:41 |  | * | [6 empty] | 1 |  | 1 | 0.064923 |  | 0.064923 | 12.0649 |  |  | * |  |  | None | *
5 | 45-304L-C0110 | STEEL,304-L S/S,16 GA,60" COIL | 0 | Purchased Item | Active |  | 1 | 1 |  |  |  | Item | 2.25 | SFT | 100 | 1 | 2.25 | Date |  |  | 2024-09-30 15:41 |  | * | [6 empty] | 2.25 |  | 1 | 10 |  | 0 | 11 |  |  | * |  |  | None | *
4 | 17-UNI-0652 | UNION - 1 3/8" CXC- COPPER | 0 | Purchased Item | Active |  | 83 | 1 |  |  |  | Item | 2 | EA | 100 | 1 | 2 | Date |  |  | 2024-09-30 15:41 |  | * | [6 empty] | 2 |  | 1 | 15 |  | 0 | 16 |  |  | * |  |  | None | *
4 | - IP-67508 | Piping - Copper Type L - 1-3/8" OD - 1-1/4" ID | 0 | Sub-assembly | Active |  | 84 | 1 |  |  |  | Item | 1 | EA | 100 | 1 | 1 | Date |  |  | 2024-09-30 15:41 |  | * | [6 empty] | 1 |  | 1 | 0 |  | 0 | 17 |  |  | * |  |  | None | *
5 | 17-PIPE-0237 | PIPING - COPPER TYPE L - 1-3/8" OD - 1-1/4" ID | 0 | Purchased Item | Active |  | 1 | 1 |  |  |  | Item | 0.784 | FT | 100 | 1 | 0.784 | Date |  |  | 2024-09-30 15:41 |  | * | [6 empty] | 0.784 |  | 1 | 15 |  | 0 | 16 |  |  | * |  |  | None | *
4 | 17-ADAP-0120 | Adaptor CXM - Copper MPT- Male Pipe Thread - 1-1/8" OD - 1.00" ID | 0 | Purchased Item | Active |  | 85 | 1 |  |  |  | Item | 2 | EA | 100 | 1 | 2 | Date |  |  | 2024-09-30 15:41 |  | * | [6 empty] | 2 |  | 1 | 45 |  | 0 | 46 |  |  | * |  |  | None | *
4 | - IP-67507 | Piping - Copper Type L - 1-3/8" OD - 1-1/4" ID | 0 | Sub-assembly | Active |  | 86 | 1 |  |  |  | Item | 2 | EA | 100 | 1 | 2 | Date |  |  | 2024-09-30 15:41 |  | * | [6 empty] | 2 |  | 1 | 0 |  | 0 | 17 |  |  | * |  |  | None | *
5 | 17-PIPE-0237 | PIPING - COPPER TYPE L - 1-3/8" OD - 1-1/4" ID | 0 | Purchased Item | Active |  | 1 | 1 |  |  |  | Item | 0.2575 | FT | 100 | 1 | 0.515 | Date |  |  | 2024-09-30 15:41 |  | * | [6 empty] | 0.515 |  | 1 | 15 |  | 0 | 16 |  |  | * |  |  | None | *
4 | 75-WF-3816100-S | 304 STAINLESS STEEL-SERRATED FLANGE HEX BOLT-3/8"-16 THREADS PER INCH X 1" LONG | 0 | Purchased Item | Active |  | 87 | 1 |  |  |  | Item | 8 | EA | 100 | 1 | 8 | Date |  |  | 2024-09-30 15:41 |  | * | [6 empty] | 8 |  | 1 | 30 |  | 0 | 31 |  |  | * |  |  | None | *
4 | 10040973 | THREADED HEX INSERT, 3/8-16 UNC,AHS4T-616-150, Yellow Zinc Trivalen | 0 | Purchased Item | Active |  | 88 | 1 |  |  |  | Item | 8 | EA | 100 | 1 | 8 | Date |  |  | 2024-10-12 |  | * | [6 empty] | 8 |  | 1 | 5 |  | 0 | 6 |  |  | * |  |  | None | *
4 | - IP-65716 | Gasket - Poron - 1"w x 1/8"t SINGLECOAT FOAM TAPE | 0 | Sub-assembly | Active |  | 89 | 1 |  |  |  | Item | 4 | EA | 100 | 1 | 4 | Date |  |  | 2024-09-30 15:41 |  | * | [6 empty] | 4 |  | 1 | 0 |  | 0 | 17 |  |  | * |  |  | None | *
5 | - 329808P1 | GASKET CLD CELL 1/8" THICK | 0 | Purchased Item | Active |  | 1 | 1 |  |  |  | Item | 10.073 | FT | 100 | 1 | 40.292 | Date |  |  | 2024-09-30 15:41 |  | * | [6 empty] | 40.292 |  | 1 | 15 |  | 0 | 16 |  |  | * |  |  | None | *
6 | 329808 | GASKET CLOSED CELL FOAM | 0 | Reference Item - Document Management | Active |  | 99999 | 1 |  |  |  | Item | 0 | EA | 100 | 1 | 0 | Date |  |  | 2024-09-30 15:41 |  | * | [6 empty] | 0 |  | 1 | 15 |  | 0 | 15 | [5 empty] | None
4 | 17-RED-0450 | 1-3/8"X1-1/8" RED COUP CXC COP | 0 | Purchased Item | Active |  | 90 | 1 |  |  |  | Item | 2 | EA | 100 | 1 | 2 | Date |  |  | 2024-09-30 15:41 |  | * | [6 empty] | 2 |  | 1 | 20 |  | 0 | 21 |  |  | * |  |  | None | *
4 | - MCYS06-SVA-66275 | SUB ASSY VIRTUAL PARTS DIRECT EVAP | 0 | Phantom item | Active |  | 91 | 1 |  |  |  | Item | 1 | EA | 100 | 1 | 1 | Date |  |  | 2024-09-30 15:41 |  | * | [6 empty] | 1 |  | 1 | 0 |  | 0 | 12 |  |  | * |  |  | None
5 | 85-TAPE-0160 | 1/4"X1/2"X 50' PORON TAPE #472088 | 0 | Purchased Item | Active |  | 1 | 1 |  |  |  | Item | 1 | FT | 100 | 1 | 1 | Date |  |  | 2024-09-30 15:41 |  | * | [6 empty] | 1 |  | 1 | 10 |  | 0 | 11 |  |  | * |  |  | None | *
5 | 85-TAPE-0140 | BUTYL TAPE 1/16" X 1" X 45' , RV, CAMPER, PUTTY SEALANT TAPE SEAM SEALER | 0 | Purchased Item | Active |  | 2 | 1 |  |  |  | Item | 9 | EA | 100 | 1 | 9 | Date |  |  | 2024-09-30 15:41 |  | * | [6 empty] | 9 |  | 1 | 5 |  | 0 | 6 |  |  | * |  |  | None | *
3 | 75-WN-1420-S | 1/4-20- SERR FLNG NUT 316 SS | 0 | Purchased Item | Active |  | 9 | 1 |  |  |  | Item | 2 | EA | 100 | 1 | 2 | Date |  |  | 2024-09-30 15:41 |  | * | [6 empty] | 2 |  | 1 | 40 |  | 0 | 41 |  |  | * |  |  | None | *
3 | - IP-60286 | 16ga GA Jkt coil 60 | L | Sub-assembly | Active |  | 10 | 1 |  |  |  | Item | 1 | EA | 100 | 1 | 1 | Date |  |  | 2024-09-30 15:41 |  | * | [6 empty] | 1 |  | 1 | 0.064923 |  | 0.064923 | 12.0649 |  |  | * |  |  | None | *
4 | 45-304L-C0110 | STEEL,304-L S/S,16 GA,60" COIL | 0 | Purchased Item | Active |  | 1 | 1 |  |  |  | Item | 3.006 | SFT | 100 | 1 | 3.006 | Date |  |  | 2024-09-30 15:41 |  | * | [6 empty] | 3.006 |  | 1 | 10 |  | 0 | 11 |  |  | * |  |  | None | *
4 | IP-60286_DOC | 16ga GA Jkt coil 60 | 0 | Reference Item - Document Management | Active |  | 99999 | 1 |  |  |  | Item | 1 | EA | 100 | 1 | 1 | Date |  |  | 2024-09-30 15:41 |  | * | [6 empty] | 1 |  | 1 |  |  | 0 | 0 | [5 empty] | None
2 | - MCYS06-SMA-66169 | TAMCO DAMPER SUB ASSY 3 | 0 | Sub-assembly | Active |  | 37 | 1 |  |  |  | Item | 1 | EA | 100 | 1 | 1 | Date |  |  | 2024-09-30 15:41 |  | * | [6 empty] | 1 |  | 1 | 0 |  | 0 | 42 |  |  | * |  |  | None | *
3 | - IP-57857 | Actuator Label | 0 | Sub-assembly | Active |  | 1 | 1 |  |  |  | Item | 1 | EA | 100 | 1 | 1 | Date |  |  | 2024-09-30 15:41 |  | * | [6 empty] | 1 |  | 1 | 0 |  | 0 | 32 |  |  | * |  |  | None | *
4 | 75-TAGS-23210 | BLANK TAGS, BRASS, ROUND, 1-1/2" X 1-1/2", (25 PK) PN 15Y745 | 0 | Purchased Item | Active |  | 1 | 1 |  |  |  | Item | 1 | EA | 100 | 1 | 1 | Date |  |  | 2024-09-30 15:41 |  | * | [6 empty] | 1 |  | 1 | 30 |  | 0 | 31 |  |  | * |  |  | None | *
3 | 80-TD-907035SP | TAMCO DAMP 70WX35.75H SERIES 9000, PROFILE SP, OPPOSED BLADE, THERMALLY INSULATED, EXT REAR FLANGE, CFG: 2EF, 1 SP JUMPER BRACKET | 0 | Purchased Item | Active |  | 3 | 1 |  |  |  | Item | 1 | EA | 100 | 1 | 1 | Date |  |  | 2024-09-30 15:41 |  | * | [6 empty] | 1 |  | 1 | 40 |  | 0 | 41 |  |  | * |  |  | None | *
3 | 80-ACT-GCA1611U | DAMPER ACTUATOR W/FEEDBACK OU | 0 | Purchased Item | Active |  | 4 | 1 |  |  |  | Item | 1 | EA | 100 | 1 | 1 | Date |  |  | 2024-09-30 15:41 |  | * | [6 empty] | 1 |  | 1 | 40 |  | 0 | 41 |  |  | * |  |  | None | *
2 | - MCYS06-SMA-66203 | DIRECT EVAP NEAR SIDE ASSY EBS | 0 | Sub-assembly | Active |  | 38 | 1 |  |  |  | Item | 1 | EA | 100 | 1 | 1 | Date |  |  | 2024-09-30 15:41 |  | * | [6 empty] | 1 |  | 1 | 0 |  | 9.5329 | 117.0649 |  |  | * |  |  | None | *
3 | - IP-60313 | 16ga SS 304L Solid coil 60 | L | Sub-assembly | Active |  | 1 | 1 |  |  |  | Item | 1 | EA | 100 | 1 | 1 | Date |  |  | 2024-09-30 15:41 |  | * | [6 empty] | 1 |  | 1 | 0.064923 |  | 0.064923 | 12.0649 |  |  | * |  |  | None | *
4 | 45-304L-C0110 | STEEL,304-L S/S,16 GA,60" COIL | 0 | Purchased Item | Active |  | 1 | 1 |  |  |  | Item | 6.037 | SFT | 100 | 1 | 6.037 | Date |  |  | 2024-09-30 15:41 |  | * | [6 empty] | 6.037 |  | 1 | 10 |  | 0 | 11 |  |  | * |  |  | None | *
4 | IP-60313_DOC | 16ga SS 304L Solid coil 60 | 0 | Reference Item - Document Management | Active |  | 99999 | 1 |  |  |  | Item | 1 | EA | 100 | 1 | 1 | Date |  |  | 2024-09-30 15:41 |  | * | [6 empty] | 1 |  | 1 | 5 |  | 0 | 5 | [5 empty] | None
3 | 75-WF-142012-S | 1/4-20 X 1/2 304 S/S FLANGE BOLT SERRATED | 0 | Purchased Item | Active |  | 2 | 1 |  |  |  | Item | 2 | EA | 100 | 1 | 2 | Date |  |  | 2024-09-30 15:41 |  | * | [6 empty] | 2 |  | 1 | 30 |  | 0 | 31 |  |  | * |  |  | None | *
3 | - IP-61516 | 16ga SS 304L Solid coil 60 | L | Sub-assembly | Active |  | 3 | 1 |  |  |  | Item | 1 | EA | 100 | 1 | 1 | Date |  |  | 2024-09-30 15:41 |  | * | [6 empty] | 1 |  | 1 | 0.064923 |  | 0.064923 | 12.0649 |  |  | * |  |  | None | *
4 | 45-304L-C0110 | STEEL,304-L S/S,16 GA,60" COIL | 0 | Purchased Item | Active |  | 1 | 1 |  |  |  | Item | 3.006 | SFT | 100 | 1 | 3.006 | Date |  |  | 2024-09-30 15:41 |  | * | [6 empty] | 3.006 |  | 1 | 10 |  | 0 | 11 |  |  | * |  |  | None | *
4 | IP-61516_DOC | 16ga SS 304L Solid coil 60 | 0 | Reference Item - Document Management | Active |  | 99999 | 1 |  |  |  | Item | 1 | EA | 100 | 1 | 1 | Date |  |  | 2024-09-30 15:41 |  | * | [6 empty] | 1 |  | 1 |  |  | 0 | 0 | [5 empty] | None
3 | - IP-60314 | 16ga SS 304L Solid coil 60 | L | Sub-assembly | Active |  | 4 | 1 |  |  |  | Item | 1 | EA | 100 | 1 | 1 | Date |  |  | 2024-09-30 15:41 |  | * | [6 empty] | 1 |  | 1 | 0.064923 |  | 0.064923 | 116.0649 |  |  | * |  |  | None | *
4 | 45-304L-C0110 | STEEL,304-L S/S,16 GA,60" COIL | 0 | Purchased Item | Active |  | 1 | 1 |  |  |  | Item | 0.204 | SFT | 100 | 1 | 0.204 | Date |  |  | 2024-09-30 15:41 |  | * | [6 empty] | 0.204 |  | 1 | 10 |  | 0 | 11 |  |  | * |  |  | None | *
4 | IP-60314_DOC | 16ga SS 304L Solid coil 60 | 0 | Reference Item - Document Management | Active |  | 99999 | 1 |  |  |  | Item | 1 | EA | 100 | 1 | 1 | Date |  |  | 2024-09-30 15:41 |  | * | [6 empty] | 1 |  | 1 | 115 |  | 0 | 115 | [5 empty] | None
3 | - MCYSC4-SMA-57648 | Direct Evap Near Side | Y | Sub-assembly | Active |  | 5 | 1 |  |  |  | Item | 1 | EA | 100 | 1 | 1 | Date |  |  | 2024-09-30 15:41 |  | * | [6 empty] | 1 |  | 1 | 9.468 |  | 9.5329 | 56.468 |  |  | * |  |  | None | *
4 | - IP-57723 | Piping - Copper Type L - 1-3/8" OD - 1-1/4" ID | 0 | Sub-assembly | Active |  | 1 | 1 |  |  |  | Item | 1 | EA | 100 | 1 | 1 | Date |  |  | 2024-09-30 15:41 |  | * | [6 empty] | 1 |  | 1 | 0 |  | 0 | 17 |  |  | * |  |  | None | *
5 | 17-PIPE-0237 | PIPING - COPPER TYPE L - 1-3/8" OD - 1-1/4" ID | 0 | Purchased Item | Active |  | 1 | 1 |  |  |  | Item | 0.1667 | FT | 100 | 1 | 0.1667 | Date |  |  | 2024-09-30 15:41 |  | * | [6 empty] | 0.1667 |  | 1 | 15 |  | 0 | 16 |  |  | * |  |  | None | *
4 | - IP-57799 | 16ga SS 304L Cocol 48x120 | A | Sub-assembly | Active |  | 2 | 1 |  |  |  | Item | 2 | EA | 100 | 1 | 2 | Date |  |  | 2024-09-30 15:41 |  | * | [6 empty] | 2 |  | 1 | 0.027051 |  | 0.027051 | 17.0271 |  |  | * |  |  | None | *
5 | 45-PERF-48120 | STEEL,304L S/S,16GA,EXPANDED 1/2 #16,48X120 | 0 | Purchased Item | Active |  | 1 | 1 |  |  |  | Item | 3.354 | SFT | 100 | 1 | 6.708 | Date |  |  | 2024-09-30 15:41 |  | * | [6 empty] | 6.708 |  | 1 | 15 |  | 0 | 16 |  |  | * |  |  | None | *
4 | - IP-57714 | SPLASH COVER, 3" PVC PIPE S40 | A | Sub-assembly | Active |  | 3 | 1 |  |  |  | Item | 1 | EA | 100 | 1 | 1 | Date |  |  | 2024-09-30 15:41 |  | * | [6 empty] | 1 |  | 1 | 0.024346 |  | 0.024346 | 22.0243 |  |  | * |  |  | None | *
5 | 15-PIPE-0146 | 3" PVC PIPE S40 | 0 | Purchased Item | Active |  | 1 | 1 |  |  |  | Item | 1 | FT | 100 | 1 | 1 | Date |  |  | 2024-09-30 15:41 |  | * | [6 empty] | 1 |  | 1 | 20 |  | 0 | 21 |  |  | * |  |  | None | *
4 | 18-VLV-5044034 | 3/4 " THREADED ENDS, BRASS FULL PORT BALL VALVE RWV MODEL #5044F | 0 | Purchased Item | Active |  | 4 | 1 |  |  |  | Item | 1 | EA | 100 | 1 | 1 | Date |  |  | 2024-09-30 15:41 |  | * | [6 empty] | 1 |  | 1 | 15 |  | 0 | 16 |  |  | * |  |  | None | *
4 | 17-ADAP-0110 | 7/8" MALE ADAPTOR CxM COPPER | 0 | Purchased Item | Active |  | 5 | 1 |  |  |  | Item | 8 | EA | 100 | 1 | 8 | Date |  |  | 2024-09-30 15:41 |  | * | [6 empty] | 8 |  | 1 | 45 |  | 0 | 46 |  |  | * |  |  | None | *
4 | 18-VLV-5044114 | 1-1/4 " THREADED ENDS, BRASS FULL PORT BALL VALVE RWV MODEL #5044F | 0 | Purchased Item | Active |  | 6 | 1 |  |  |  | Item | 2 | EA | 100 | 1 | 2 | Date |  |  | 2024-09-30 15:41 |  | * | [6 empty] | 2 |  | 1 | 15 |  | 0 | 16 |  |  | * |  |  | None | *
4 | - IP-57767 | 1/4" STYRENE SHT WHITE 48X96, MOQ 20 PCS | A | Sub-assembly | Active |  | 7 | 1 |  |  |  | Item | 4 | EA | 100 | 1 | 4 | Date |  |  | 2024-09-30 15:41 |  | * | [6 empty] | 4 |  | 1 | 0.027051 |  | 0.027051 | 17.0271 |  |  | * |  |  | None | *
5 | 25-STYR-0121 | 1/4" STYRENE SHT WHITE 48X96 | 0 | Purchased Item | Active |  | 1 | 1 |  |  |  | Item | 1 | SFT | 100 | 1 | 4 | Date |  |  | 2024-09-30 15:41 |  | * | [6 empty] | 4 |  | 1 | 15 |  | 0 | 16 |  |  | * |  |  | None | *
4 | - IP-57715 | Piping - Copper Type L - 7/8" OD - 3/4" ID | 0 | Sub-assembly | Active |  | 8 | 1 |  |  |  | Item | 1 | EA | 100 | 1 | 1 | Date |  |  | 2024-09-30 15:41 |  | * | [6 empty] | 1 |  | 1 | 0 |  | 0 | 17 |  |  | * |  |  | None | *
5 | 17-PIPE-0230 | PIPING - COPPER TYPE L - 7/8" OD - 3/4" ID | 0 | Purchased Item | Active |  | 1 | 1 |  |  |  | Item | 1.1833 | FT | 100 | 1 | 1.1833 | Date |  |  | 2024-09-30 15:41 |  | * | [6 empty] | 1.1833 |  | 1 | 15 |  | 0 | 16 |  |  | * |  |  | None | *
4 | 18-VLV-59911 | 3/4" 2-WAY 2-POSITION BALL VALVE SIEMENS # 599-10311S | 0 | Purchased Item | Active |  | 9 | 1 |  |  |  | Item | 1 | EA | 100 | 1 | 1 | Date |  |  | 2024-09-30 15:41 |  | * | [6 empty] | 1 |  | 1 | 15 |  | 0 | 16 |  |  | * |  |  | None | *
4 | - MCYSC4-SMA-57658 | MCYSC4-SMA-57658 | 0 | Sub-assembly | Active |  | 10 | 1 |  |  |  | Item | 4 | EA | 100 | 1 | 4 | Date |  |  | 2024-09-30 15:41 |  | * | [6 empty] | 4 |  | 1 | 0 |  | 0 | 13 |  |  | * |  |  | None | *
5 | - IP-57654 | UNISTRUT 1 5/8" x 1 5/8" SS | 0 | Sub-assembly | Active |  | 2 | 1 |  |  |  | Item | 1 | EA | 100 | 1 | 4 | Date |  |  | 2024-09-30 15:41 |  | * | [6 empty] | 4 |  | 1 | 0 |  | 0 | 12 |  |  | * |  |  | None | *
6 | 75-UNIST-0100SS | 1 5/8" X1 5/8" X 1 5/8" - STALNLESS STEEL - UNISTRUT | 0 | Purchased Item | Active |  | 1 | 1 |  |  |  | Item | 10 | FT | 100 | 1 | 40 | Date |  |  | 2024-09-30 15:41 |  | * | [6 empty] | 40 |  | 1 | 10 |  | 0 | 11 |  |  | * |  |  | None | *
5 | 68-CLAMP-0205 | CUSHION - 1-3/8 IN OD - CLAMP - 316 SS | 0 | Purchased Item | Active |  | 3 | 1 |  |  |  | Item | 1 | EA | 100 | 1 | 4 | Date |  |  | 2024-09-30 15:41 |  | * | [6 empty] | 4 |  | 1 | 5 |  | 0 | 6 |  |  | * |  |  | None | *
4 | - IP-57781 | 2X8X72 KUUL CONTROL W/FIREPRO DISTRIBUTION VENDOR PART # | 0 | Sub-assembly | Active |  | 11 | 1 |  |  |  | Item | 1 | EA | 100 | 1 | 1 | Date |  |  | 2024-09-30 15:41 |  | * | [6 empty] | 1 |  | 1 | 0 |  | 0 | 17 |  |  | * |  |  | None | *
5 | 20-GLDK-2872 | GLASDEK 2" X 8" X 72" DISTRIBUTION PAD W/TUF EDGE | 0 | Purchased Item | Active |  | 1 | 1 |  |  |  | Item | 1 | EA | 100 | 1 | 1 | Date |  |  | 2024-09-30 15:41 |  | * | [6 empty] | 1 |  | 1 | 15 |  | 0 | 16 |  |  | * |  |  | None | *
4 | - IP-54662 | 16ga SS 304L Solid coil 60 | A | Sub-assembly | Active |  | 12 | 1 |  |  |  | Item | 2 | EA | 100 | 1 | 2 | Date |  |  | 2024-09-30 15:41 |  | * | [6 empty] | 2 |  | 1 | 0.064923 |  | 0.064923 | 12.0649 |  |  | * |  |  | None | *
5 | 45-304L-C0110 | STEEL,304-L S/S,16 GA,60" COIL | 0 | Purchased Item | Active |  | 1 | 1 |  |  |  | Item | 3.254 | SFT | 100 | 1 | 6.508 | Date |  |  | 2024-09-30 15:41 |  | * | [6 empty] | 6.508 |  | 1 | 10 |  | 0 | 11 |  |  | * |  |  | None | *
4 | - IP-57775 | 8X12X48 KUUL CONTROL MEDIA READ FIREPRO, PORTACOOL PART # KUC081248AFPA | 0 | Sub-assembly | Active |  | 13 | 1 |  |  |  | Item | 10 | EA | 100 | 1 | 10 | Date |  |  | 2024-09-30 15:41 |  | * | [6 empty] | 10 |  | 1 | 0 |  | 0 | 17 |  |  | * |  |  | None | *
5 | 20-GLK-081260IV | GLASDEK GXIV 8" X 12" X 60" MEDIA | 0 | Purchased Item | Active |  | 1 | 1 |  |  |  | Item | 1 | EA | 100 | 1 | 10 | Date |  |  | 2024-09-30 15:41 |  | * | [6 empty] | 10 |  | 1 | 15 |  | 0 | 16 |  |  | * |  |  | None | *
4 | - MCYSC4-SMA-57651 | Rigth Sidewall Direct Evap | 0 | Sub-assembly | Active |  | 14 | 1 |  |  |  | Item | 1 | EA | 100 | 1 | 1 | Date |  |  | 2024-09-30 15:41 |  | * | [6 empty] | 1 |  | 1 | 0 |  | 0.064923 | 32 |  |  | * |  |  | None | *
5 | - IP-54658 | 16ga SS 304L Solid coil 60 | A | Sub-assembly | Active |  | 1 | 1 |  |  |  | Item | 1 | EA | 100 | 1 | 1 | Date |  |  | 2024-09-30 15:41 |  | * | [6 empty] | 1 |  | 1 | 0.064923 |  | 0.064923 | 12.0649 |  |  | * |  |  | None | *
6 | 45-304L-C0110 | STEEL,304-L S/S,16 GA,60" COIL | 0 | Purchased Item | Active |  | 1 | 1 |  |  |  | Item | 15.323 | SFT | 100 | 1 | 15.323 | Date |  |  | 2024-09-30 15:41 |  | * | [6 empty] | 15.323 |  | 1 | 10 |  | 0 | 11 |  |  | * |  |  | None | *
5 | - IP-54669 | 16ga SS 304L Solid coil 60 | A | Sub-assembly | Active |  | 2 | 1 |  |  |  | Item | 1 | EA | 100 | 1 | 1 | Date |  |  | 2024-09-30 15:41 |  | * | [6 empty] | 1 |  | 1 | 0.064923 |  | 0.064923 | 12.0649 |  |  | * |  |  | None | *
6 | 45-304L-C0110 | STEEL,304-L S/S,16 GA,60" COIL | 0 | Purchased Item | Active |  | 1 | 1 |  |  |  | Item | 1.808 | SFT | 100 | 1 | 1.808 | Date |  |  | 2024-09-30 15:41 |  | * | [6 empty] | 1.808 |  | 1 | 10 |  | 0 | 11 |  |  | * |  |  | None | *
5 | 75-WN-1420-P | 1/4-20-SERR FLNG NUT PLTD | 0 | Purchased Item | Active |  | 3 | 1 |  |  |  | Item | 2 | EA | 100 | 1 | 2 | Date |  |  | 2024-09-30 15:41 |  | * | [6 empty] | 2 |  | 1 | 30 |  | 0 | 31 |  |  | * |  |  | None | *
5 | - IP-67504 | 16ga SS 304L Solid coil 60 | A | Sub-assembly | Active |  | 4 | 1 |  |  |  | Item | 1 | EA | 100 | 1 | 1 | Date |  |  | 2024-09-30 15:41 |  | * | [6 empty] | 1 |  | 1 | 0.064923 |  | 0.064923 | 12.0649 |  |  | * |  |  | None | *
6 | 45-304L-C0110 | STEEL,304-L S/S,16 GA,60" COIL | 0 | Purchased Item | Active |  | 1 | 1 |  |  |  | Item | 1.8 | SFT | 100 | 1 | 1.8 | Date |  |  | 2024-09-30 15:41 |  | * | [6 empty] | 1.8 |  | 1 | 10 |  | 0 | 11 |  |  | * |  |  | None | *
4 | - IP-54661 | 16ga SS 304L Solid coil 60 | A | Sub-assembly | Active |  | 15 | 1 |  |  |  | Item | 1 | EA | 100 | 1 | 1 | Date |  |  | 2024-09-30 15:41 |  | * | [6 empty] | 1 |  | 1 | 0.064923 |  | 0.064923 | 12.0649 |  |  | * |  |  | None | *
5 | 45-304L-C0110 | STEEL,304-L S/S,16 GA,60" COIL | 0 | Purchased Item | Active |  | 1 | 1 |  |  |  | Item | 4.209 | SFT | 100 | 1 | 4.209 | Date |  |  | 2024-09-30 15:41 |  | * | [6 empty] | 4.209 |  | 1 | 10 |  | 0 | 11 |  |  | * |  |  | None | *
4 | - MCYSC4-SMA-57649 | Direct Evap Tina | 0 | Sub-assembly | Active |  | 16 | 1 |  |  |  | Item | 1 | EA | 100 | 1 | 1 | Date |  |  | 2024-09-30 15:41 |  | * | [6 empty] | 1 |  | 1 | 0 |  | 0.064923 | 23.0649 |  |  | * |  |  | None | *
5 | - IP-54649 | 16ga SS 304L Solid coil 60 | A | Sub-assembly | Active |  | 1 | 1 |  |  |  | Item | 5 | EA | 100 | 1 | 5 | Date |  |  | 2024-09-30 15:41 |  | * | [6 empty] | 5 |  | 1 | 0.064923 |  | 0.064923 | 12.0649 |  |  | * |  |  | None | *
6 | 45-304L-C0110 | STEEL,304-L S/S,16 GA,60" COIL | 0 | Purchased Item | Active |  | 1 | 1 |  |  |  | Item | 0.155 | SFT | 100 | 1 | 0.775 | Date |  |  | 2024-09-30 15:41 |  | * | [6 empty] | 0.775 |  | 1 | 10 |  | 0 | 11 |  |  | * |  |  | None | *
5 | - IP-54646 | 14ga SS 304L Solid 60x144 | A | Sub-assembly | Active |  | 2 | 1 |  |  |  | Item | 1 | EA | 100 | 1 | 1 | Date |  |  | 2024-09-30 15:41 |  | * | [6 empty] | 1 |  | 1 | 0.064923 |  | 0.064923 | 22.0649 |  |  | * |  |  | None | *
6 | 45-304L-0192 | STEEL,304L,S/S,14GA,60X144 | 0 | Purchased Item | Active |  | 1 | 1 |  |  |  | Item | 0.65 | SFT | 100 | 1 | 0.65 | Date |  |  | 2024-09-30 15:41 |  | * | [6 empty] | 0.65 |  | 1 | 20 |  | 0 | 21 |  |  | * |  |  | None | *
5 | - IP-54650 | 16ga SS 304L Solid coil 60 | A | Sub-assembly | Active |  | 3 | 1 |  |  |  | Item | 1 | EA | 100 | 1 | 1 | Date |  |  | 2024-09-30 15:41 |  | * | [6 empty] | 1 |  | 1 | 0.064923 |  | 0.064923 | 12.0649 |  |  | * |  |  | None | *
6 | 45-304L-C0110 | STEEL,304-L S/S,16 GA,60" COIL | 0 | Purchased Item | Active |  | 1 | 1 |  |  |  | Item | 1.109 | SFT | 100 | 1 | 1.109 | Date |  |  | 2024-09-30 15:41 |  | * | [6 empty] | 1.109 |  | 1 | 10 |  | 0 | 11 |  |  | * |  |  | None | *
5 | - IP-54648 | 16ga SS 304L Solid coil 60 | A | Sub-assembly | Active |  | 4 | 1 |  |  |  | Item | 1 | EA | 100 | 1 | 1 | Date |  |  | 2024-09-30 15:41 |  | * | [6 empty] | 1 |  | 1 | 0.064923 |  | 0.064923 | 12.0649 |  |  | * |  |  | None | *
6 | 45-304L-C0110 | STEEL,304-L S/S,16 GA,60" COIL | 0 | Purchased Item | Active |  | 1 | 1 |  |  |  | Item | 9.744 | SFT | 100 | 1 | 9.744 | Date |  |  | 2024-09-30 15:41 |  | * | [6 empty] | 9.744 |  | 1 | 10 |  | 0 | 11 |  |  | * |  |  | None | *
5 | - IP-54645 | 14ga SS 304L Solid 60x144 | A | Sub-assembly | Active |  | 5 | 1 |  |  |  | Item | 2 | EA | 100 | 1 | 2 | Date |  |  | 2024-09-30 15:41 |  | * | [6 empty] | 2 |  | 1 | 0.064923 |  | 0.064923 | 22.0649 |  |  | * |  |  | None | *
6 | 45-304L-0192 | STEEL,304L,S/S,14GA,60X144 | 0 | Purchased Item | Active |  | 1 | 1 |  |  |  | Item | 4.922 | SFT | 100 | 1 | 9.844 | Date |  |  | 2024-09-30 15:41 |  | * | [6 empty] | 9.844 |  | 1 | 20 |  | 0 | 21 |  |  | * |  |  | None | *
5 | - IP-57798 | 14ga SS 304L Solid 60x144 | A | Sub-assembly | Active |  | 6 | 1 |  |  |  | Item | 1 | EA | 100 | 1 | 1 | Date |  |  | 2024-09-30 15:41 |  | * | [6 empty] | 1 |  | 1 | 0.064923 |  | 0.064923 | 22.0649 |  |  | * |  |  | None | *
6 | 45-304L-0192 | STEEL,304L,S/S,14GA,60X144 | 0 | Purchased Item | Active |  | 1 | 1 |  |  |  | Item | 48.065 | SFT | 100 | 1 | 48.065 | Date |  |  | 2024-09-30 15:41 |  | * | [6 empty] | 48.065 |  | 1 | 20 |  | 0 | 21 |  |  | * |  |  | None | *
5 | 19-COUP-0210 | COUPLING - HALF - 2-1/8" OD - 2" ID - 304 STAINLESS STEEL | 0 | Purchased Item | Active |  | 7 | 1 |  |  |  | Item | 2 | EA | 100 | 1 | 2 | Date |  |  | 2024-09-30 15:41 |  | * | [6 empty] | 2 |  | 1 | 15 |  | 0 | 16 |  |  | * |  |  | None | *
5 | - IP-54652 | 16ga SS 304L Solid coil 60 | A | Sub-assembly | Active |  | 9 | 1 |  |  |  | Item | 3 | EA | 100 | 1 | 3 | Date |  |  | 2024-09-30 15:41 |  | * | [6 empty] | 3 |  | 1 | 0.064923 |  | 0.064923 | 12.0649 |  |  | * |  |  | None | *
6 | 45-304L-C0110 | STEEL,304-L S/S,16 GA,60" COIL | 0 | Purchased Item | Active |  | 1 | 1 |  |  |  | Item | 1.079 | SFT | 100 | 1 | 3.237 | Date |  |  | 2024-09-30 15:41 |  | * | [6 empty] | 3.237 |  | 1 | 10 |  | 0 | 11 |  |  | * |  |  | None | *
5 | - IP-57776 | 14ga SS 304L Solid 60x144 | A | Sub-assembly | Active |  | 10 | 1 |  |  |  | Item | 1 | EA | 100 | 1 | 1 | Date |  |  | 2024-09-30 15:41 |  | * | [6 empty] | 1 |  | 1 | 0.064923 |  | 0.064923 | 22.0649 |  |  | * |  |  | None | *
6 | 45-304L-0192 | STEEL,304L,S/S,14GA,60X144 | 0 | Purchased Item | Active |  | 1 | 1 |  |  |  | Item | 0.65 | SFT | 100 | 1 | 0.65 | Date |  |  | 2024-09-30 15:41 |  | * | [6 empty] | 0.65 |  | 1 | 20 |  | 0 | 21 |  |  | * |  |  | None | *
5 | - IP-54647 | 16ga SS 304L Solid coil 60 | A | Sub-assembly | Active |  | 11 | 1 |  |  |  | Item | 1 | EA | 100 | 1 | 1 | Date |  |  | 2024-09-30 15:41 |  | * | [6 empty] | 1 |  | 1 | 0.064923 |  | 0.064923 | 12.0649 |  |  | * |  |  | None | *
6 | 45-304L-C0110 | STEEL,304-L S/S,16 GA,60" COIL | 0 | Purchased Item | Active |  | 1 | 1 |  |  |  | Item | 10.741 | SFT | 100 | 1 | 10.741 | Date |  |  | 2024-09-30 15:41 |  | * | [6 empty] | 10.741 |  | 1 | 10 |  | 0 | 11 |  |  | * |  |  | None | *
5 | - IP-54641 | 14ga SS 304L Solid 60x144 | A | Sub-assembly | Active |  | 12 | 1 |  |  |  | Item | 1 | EA | 100 | 1 | 1 | Date |  |  | 2024-09-30 15:41 |  | * | [6 empty] | 1 |  | 1 | 0.064923 |  | 0.064923 | 22.0649 |  |  | * |  |  | None | *
6 | 45-304L-0192 | STEEL,304L,S/S,14GA,60X144 | 0 | Purchased Item | Active |  | 1 | 1 |  |  |  | Item | 2.984 | SFT | 100 | 1 | 2.984 | Date |  |  | 2024-09-30 15:41 |  | * | [6 empty] | 2.984 |  | 1 | 20 |  | 0 | 21 |  |  | * |  |  | None | *
5 | - IP-54676 | 16ga SS 304L Solid coil 60 | A | Sub-assembly | Active |  | 14 | 1 |  |  |  | Item | 1 | EA | 100 | 1 | 1 | Date |  |  | 2024-09-30 15:41 |  | * | [6 empty] | 1 |  | 1 | 0.064923 |  | 0.064923 | 12.0649 |  |  | * |  |  | None | *
6 | 45-304L-C0110 | STEEL,304-L S/S,16 GA,60" COIL | 0 | Purchased Item | Active |  | 1 | 1 |  |  |  | Item | 4.05 | SFT | 100 | 1 | 4.05 | Date |  |  | 2024-09-30 15:41 |  | * | [6 empty] | 4.05 |  | 1 | 10 |  | 0 | 11 |  |  | * |  |  | None | *
5 | - IP-54655 | 16ga SS 304L Solid coil 60 | A | Sub-assembly | Active |  | 15 | 1 |  |  |  | Item | 1 | EA | 100 | 1 | 1 | Date |  |  | 2024-09-30 15:41 |  | * | [6 empty] | 1 |  | 1 | 0.064923 |  | 0.064923 | 12.0649 |  |  | * |  |  | None | *
6 | 45-304L-C0110 | STEEL,304-L S/S,16 GA,60" COIL | 0 | Purchased Item | Active |  | 1 | 1 |  |  |  | Item | 0.173 | SFT | 100 | 1 | 0.173 | Date |  |  | 2024-09-30 15:41 |  | * | [6 empty] | 0.173 |  | 1 | 10 |  | 0 | 11 |  |  | * |  |  | None | *
5 | - IP-54654 | 16ga SS 304L Solid coil 60 | A | Sub-assembly | Active |  | 16 | 1 |  |  |  | Item | 4 | EA | 100 | 1 | 4 | Date |  |  | 2024-09-30 15:41 |  | * | [6 empty] | 4 |  | 1 | 0.064923 |  | 0.064923 | 12.0649 |  |  | * |  |  | None | *
6 | 45-304L-C0110 | STEEL,304-L S/S,16 GA,60" COIL | 0 | Purchased Item | Active |  | 1 | 1 |  |  |  | Item | 0.354 | SFT | 100 | 1 | 1.416 | Date |  |  | 2024-09-30 15:41 |  | * | [6 empty] | 1.416 |  | 1 | 10 |  | 0 | 11 |  |  | * |  |  | None | *
5 | - IP-54651 | 16ga SS 304L Solid coil 60 | A | Sub-assembly | Active |  | 17 | 1 |  |  |  | Item | 1 | EA | 100 | 1 | 1 | Date |  |  | 2024-09-30 15:41 |  | * | [6 empty] | 1 |  | 1 | 0.064923 |  | 0.064923 | 12.0649 |  |  | * |  |  | None | *
6 | 45-304L-C0110 | STEEL,304-L S/S,16 GA,60" COIL | 0 | Purchased Item | Active |  | 1 | 1 |  |  |  | Item | 0.902 | SFT | 100 | 1 | 0.902 | Date |  |  | 2024-09-30 15:41 |  | * | [6 empty] | 0.902 |  | 1 | 10 |  | 0 | 11 |  |  | * |  |  | None | *
5 | - IP-60417 | 16ga SS 304L Solid coil 60 | A | Sub-assembly | Active |  | 18 | 1 |  |  |  | Item | 1 | EA | 100 | 1 | 1 | Date |  |  | 2024-09-30 15:41 |  | * | [6 empty] | 1 |  | 1 | 0.064923 |  | 0.064923 | 12.0649 |  |  | * |  |  | None | *
6 | 45-304L-C0110 | STEEL,304-L S/S,16 GA,60" COIL | 0 | Purchased Item | Active |  | 1 | 10 |  |  |  | Item | 0.031 | SFT | 100 | 1 | 0.031 | Date |  |  | 2024-09-30 15:41 |  | * |  | Operation Pull | WIP_APU-1 |  |  |  | 0.031 |  | 10 | 10 |  | 0 | 11 |  |  | * |  |  | None | *
5 | - IP-57892 | 14ga SS 304L Solid 60x144 | A | Sub-assembly | Active |  | 19 | 1 |  |  |  | Item | 1 | EA | 100 | 1 | 1 | Date |  |  | 2024-09-30 15:41 |  | * | [6 empty] | 1 |  | 1 | 0.064923 |  | 0.064923 | 22.0649 |  |  | * |  |  | None | *
6 | 45-304L-0192 | STEEL,304L,S/S,14GA,60X144 | 0 | Purchased Item | Active |  | 1 | 1 |  |  |  | Item | 2.984 | SFT | 100 | 1 | 2.984 | Date |  |  | 2024-09-30 15:41 |  | * | [6 empty] | 2.984 |  | 1 | 20 |  | 0 | 21 |  |  | * |  |  | None | *
5 | - IP-66112 | 16ga SS 304L Solid coil 60 | A | Sub-assembly | Active |  | 20 | 1 |  |  |  | Item | 1 | EA | 100 | 1 | 1 | Date |  |  | 2024-09-30 15:41 |  | * | [6 empty] | 1 |  | 1 | 0.064923 |  | 0.064923 | 12.0649 |  |  | * |  |  | None | *
6 | 45-304L-C0110 | STEEL,304-L S/S,16 GA,60" COIL | 0 | Purchased Item | Active |  | 1 | 1 |  |  |  | Item | 0.902 | SFT | 100 | 1 | 0.902 | Date |  |  | 2024-09-30 15:41 |  | * | [6 empty] | 0.902 |  | 1 | 10 |  | 0 | 11 |  |  | * |  |  | None | *
5 | - IP-66113 | 16ga SS 304L Solid coil 60 | A | Sub-assembly | Active |  | 21 | 1 |  |  |  | Item | 1 | EA | 100 | 1 | 1 | Date |  |  | 2024-09-30 15:41 |  | * | [6 empty] | 1 |  | 1 | 0.064923 |  | 0.064923 | 12.0649 |  |  | * |  |  | None | *
6 | 45-304L-C0110 | STEEL,304-L S/S,16 GA,60" COIL | 0 | Purchased Item | Active |  | 1 | 1 |  |  |  | Item | 0.358 | SFT | 100 | 1 | 0.358 | Date |  |  | 2024-09-30 15:41 |  | * | [6 empty] | 0.358 |  | 1 | 10 |  | 0 | 11 |  |  | * |  |  | None | *
4 | - MCYSC4-SMA-57650 | Left Sidewall Direct Evap | 0 | Sub-assembly | Active |  | 17 | 1 |  |  |  | Item | 1 | EA | 100 | 1 | 1 | Date |  |  | 2024-09-30 15:41 |  | * | [6 empty] | 1 |  | 1 | 0 |  | 0.064923 | 32 |  |  | * |  |  | None | *
5 | - IP-54657 | 16ga SS 304L Solid coil 60 | A | Sub-assembly | Active |  | 2 | 1 |  |  |  | Item | 1 | EA | 100 | 1 | 1 | Date |  |  | 2024-09-30 15:41 |  | * | [6 empty] | 1 |  | 1 | 0.064923 |  | 0.064923 | 12.0649 |  |  | * |  |  | None | *
6 | 45-304L-C0110 | STEEL,304-L S/S,16 GA,60" COIL | 0 | Purchased Item | Active |  | 1 | 1 |  |  |  | Item | 15.348 | SFT | 100 | 1 | 15.348 | Date |  |  | 2024-09-30 15:41 |  | * | [6 empty] | 15.348 |  | 1 | 10 |  | 0 | 11 |  |  | * |  |  | None | *
5 | 75-WN-1420-P | 1/4-20-SERR FLNG NUT PLTD | 0 | Purchased Item | Active |  | 3 | 1 |  |  |  | Item | 2 | EA | 100 | 1 | 2 | Date |  |  | 2024-09-30 15:41 |  | * | [6 empty] | 2 |  | 1 | 30 |  | 0 | 31 |  |  | * |  |  | None | *
5 | - IP-67505 | 16ga SS 304L Solid coil 60 | A | Sub-assembly | Active |  | 4 | 1 |  |  |  | Item | 1 | EA | 100 | 1 | 1 | Date |  |  | 2024-09-30 15:41 |  | * | [6 empty] | 1 |  | 1 | 0.064923 |  | 0.064923 | 12.0649 |  |  | * |  |  | None | *
6 | 45-304L-C0110 | STEEL,304-L S/S,16 GA,60" COIL | 0 | Purchased Item | Active |  | 1 | 1 |  |  |  | Item | 1.8 | SFT | 100 | 1 | 1.8 | Date |  |  | 2024-09-30 15:41 |  | * | [6 empty] | 1.8 |  | 1 | 10 |  | 0 | 11 |  |  | * |  |  | None | *
5 | - IP-67506 | 16ga SS 304L Solid coil 60 | A | Sub-assembly | Active |  | 5 | 1 |  |  |  | Item | 1 | EA | 100 | 1 | 1 | Date |  |  | 2024-09-30 15:41 |  | * | [6 empty] | 1 |  | 1 | 0.064923 |  | 0.064923 | 12.0649 |  |  | * |  |  | None | *
6 | 45-304L-C0110 | STEEL,304-L S/S,16 GA,60" COIL | 0 | Purchased Item | Active |  | 1 | 1 |  |  |  | Item | 1.8 | SFT | 100 | 1 | 1.8 | Date |  |  | 2024-09-30 15:41 |  | * | [6 empty] | 1.8 |  | 1 | 10 |  | 0 | 11 |  |  | * |  |  | None | *
4 | - IP-54659 | 16ga SS 304L Solid coil 60 | A | Sub-assembly | Active |  | 18 | 1 |  |  |  | Item | 1 | EA | 100 | 1 | 1 | Date |  |  | 2024-09-30 15:41 |  | * | [6 empty] | 1 |  | 1 | 0.064923 |  | 0.064923 | 12.0649 |  |  | * |  |  | None | *
5 | 45-304L-C0110 | STEEL,304-L S/S,16 GA,60" COIL | 0 | Purchased Item | Active |  | 1 | 1 |  |  |  | Item | 11.704 | SFT | 100 | 1 | 11.704 | Date |  |  | 2024-09-30 15:41 |  | * | [6 empty] | 11.704 |  | 1 | 10 |  | 0 | 11 |  |  | * |  |  | None | *
4 | - IP-54667 | 16ga SS 304L Solid coil 60 | A | Sub-assembly | Active |  | 19 | 1 |  |  |  | Item | 1 | EA | 100 | 1 | 1 | Date |  |  | 2024-09-30 15:41 |  | * | [6 empty] | 1 |  | 1 | 0.064923 |  | 0.064923 | 12.0649 |  |  | * |  |  | None | *
5 | 45-304L-C0110 | STEEL,304-L S/S,16 GA,60" COIL | 0 | Purchased Item | Active |  | 1 | 1 |  |  |  | Item | 0.374 | SFT | 100 | 1 | 0.374 | Date |  |  | 2024-09-30 15:41 |  | * | [6 empty] | 0.374 |  | 1 | 10 |  | 0 | 11 |  |  | * |  |  | None | *
4 | - IP-57718 | Piping - Copper Type L - 7/8" OD - 3/4" ID | 0 | Sub-assembly | Active |  | 20 | 1 |  |  |  | Item | 1 | EA | 100 | 1 | 1 | Date |  |  | 2024-09-30 15:41 |  | * | [6 empty] | 1 |  | 1 | 0 |  | 0 | 17 |  |  | * |  |  | None | *
5 | 17-PIPE-0230 | PIPING - COPPER TYPE L - 7/8" OD - 3/4" ID | 0 | Purchased Item | Active |  | 1 | 1 |  |  |  | Item | 1.25 | FT | 100 | 1 | 1.25 | Date |  |  | 2024-09-30 15:41 |  | * | [6 empty] | 1.25 |  | 1 | 15 |  | 0 | 16 |  |  | * |  |  | None | *
4 | - IP-61529 | 16ga SS 304L Solid coil 60 | A | Sub-assembly | Active |  | 21 | 1 |  |  |  | Item | 2 | EA | 100 | 1 | 2 | Date |  |  | 2024-09-30 15:41 |  | * | [6 empty] | 2 |  | 1 | 0.064923 |  | 0.064923 | 12.0649 |  |  | * |  |  | None | *
5 | 45-304L-C0110 | STEEL,304-L S/S,16 GA,60" COIL | 0 | Purchased Item | Active |  | 1 | 1 |  |  |  | Item | 1.167 | SFT | 100 | 1 | 2.334 | Date |  |  | 2024-09-30 15:41 |  | * | [6 empty] | 2.334 |  | 1 | 10 |  | 0 | 11 |  |  | * |  |  | None | *
4 | 75-SCWH-14-34SS | 304 STAINLESS STEEL-TEK SCREW-1/4"-14 THREADS PER INCH X 3/4" LONG | 0 | Purchased Item | Active |  | 22 | 1 |  |  |  | Item | 8 | EA | 100 | 1 | 8 | Date |  |  | 2024-09-30 15:41 |  | * | [6 empty] | 8 |  | 1 | 20 |  | 0 | 21 |  |  | * |  |  | None | *
4 | 17-ELL-ST-0230 | FTG,STR_ELL,CU,45,FTGXC,1.38 - 1 3/8 FTGXC 45 DEGREE COPPER STREET ELL | 0 | Purchased Item | Active |  | 23 | 1 |  |  |  | Item | 3 | EA | 100 | 1 | 3 | Date |  |  | 2024-09-30 15:41 |  | * | [6 empty] | 3 |  | 1 | 20 |  | 0 | 21 |  |  | * |  |  | None | *
4 | - IP-57725 | Piping - Copper Type L - 1-3/8" OD - 1-1/4" ID | 0 | Sub-assembly | Active |  | 24 | 1 |  |  |  | Item | 2 | EA | 100 | 1 | 2 | Date |  |  | 2024-09-30 15:41 |  | * | [6 empty] | 2 |  | 1 | 0 |  | 0 | 17 |  |  | * |  |  | None | *
5 | 17-PIPE-0237 | PIPING - COPPER TYPE L - 1-3/8" OD - 1-1/4" ID | 0 | Purchased Item | Active |  | 1 | 1 |  |  |  | Item | 5.6037 | FT | 100 | 1 | 11.2075 | Date |  |  | 2024-09-30 15:41 |  | * | [6 empty] | 11.2075 |  | 1 | 15 |  | 0 | 16 |  |  | * |  |  | None | *
4 | - IP-57719 | Piping - Copper Type L - 1-3/8" OD - 1-1/4" ID | 0 | Sub-assembly | Active |  | 25 | 1 |  |  |  | Item | 1 | EA | 100 | 1 | 1 | Date |  |  | 2024-09-30 15:41 |  | * | [6 empty] | 1 |  | 1 | 0 |  | 0 | 17 |  |  | * |  |  | None | *
5 | 17-PIPE-0237 | PIPING - COPPER TYPE L - 1-3/8" OD - 1-1/4" ID | 0 | Purchased Item | Active |  | 1 | 1 |  |  |  | Item | 1.3333 | FT | 100 | 1 | 1.3333 | Date |  |  | 2024-09-30 15:41 |  | * | [6 empty] | 1.3333 |  | 1 | 15 |  | 0 | 16 |  |  | * |  |  | None | *
4 | - IP-57768 | Piping - Copper Type L - 7/8" OD - 3/4" ID | 0 | Sub-assembly | Active |  | 27 | 1 |  |  |  | Item | 1 | EA | 100 | 1 | 1 | Date |  |  | 2024-09-30 15:41 |  | * | [6 empty] | 1 |  | 1 | 0 |  | 0 | 17 |  |  | * |  |  | None | *
5 | 17-PIPE-0230 | PIPING - COPPER TYPE L - 7/8" OD - 3/4" ID | 0 | Purchased Item | Active |  | 1 | 1 |  |  |  | Item | 0.8291 | FT | 100 | 1 | 0.8291 | Date |  |  | 2024-09-30 15:41 |  | * | [6 empty] | 0.8291 |  | 1 | 15 |  | 0 | 16 |  |  | * |  |  | None | *
4 | - IP-54677 | 16ga SS 304L Solid coil 60 | A | Sub-assembly | Active |  | 28 | 1 |  |  |  | Item | 1 | EA | 100 | 1 | 1 | Date |  |  | 2024-09-30 15:41 |  | * | [6 empty] | 1 |  | 1 | 0.064923 |  | 0.064923 | 12.0649 |  |  | * |  |  | None | *
5 | 45-304L-C0110 | STEEL,304-L S/S,16 GA,60" COIL | 0 | Purchased Item | Active |  | 1 | 1 |  |  |  | Item | 5.515 | SFT | 100 | 1 | 5.515 | Date |  |  | 2024-09-30 15:41 |  | * | [6 empty] | 5.515 |  | 1 | 10 |  | 0 | 11 |  |  | * |  |  | None | *
4 | - IP-57716 | Piping - Copper Type L - 7/8" OD - 3/4" ID | 0 | Sub-assembly | Active |  | 29 | 1 |  |  |  | Item | 1 | EA | 100 | 1 | 1 | Date |  |  | 2024-09-30 15:41 |  | * | [6 empty] | 1 |  | 1 | 0 |  | 0 | 17 |  |  | * |  |  | None | *
5 | 17-PIPE-0230 | PIPING - COPPER TYPE L - 7/8" OD - 3/4" ID | 0 | Purchased Item | Active |  | 1 | 1 |  |  |  | Item | 0.5917 | FT | 100 | 1 | 0.5917 | Date |  |  | 2024-09-30 15:41 |  | * | [6 empty] | 0.5917 |  | 1 | 15 |  | 0 | 16 |  |  | * |  |  | None | *
4 | - MCYSC4-SMA-57802 | bolts arrangement drain pan direct evap | 0 | Sub-assembly | Active |  | 30 | 1 |  |  |  | Item | 4 | EA | 100 | 1 | 4 | Date |  |  | 2024-09-30 15:41 |  | * | [6 empty] | 4 |  | 1 | 0 |  | 0 | 42 |  |  | * |  |  | None | *
5 | 75-BH-142034-SS | 1/4-20X3/4 HEX/BOLT 316 ST/ST | 0 | Purchased Item | Active |  | 1 | 1 |  |  |  | Item | 1 | EA | 100 | 1 | 4 | Date |  |  | 2024-09-30 15:41 |  | * | [6 empty] | 4 |  | 1 | 5 |  | 0 | 6 |  |  | * |  |  | None | *
5 | 75-NH-1420-S | 1/4-20-HEX/NUT 304 S/S | 0 | Purchased Item | Active |  | 2 | 1 |  |  |  | Item | 1 | EA | 100 | 1 | 4 | Date |  |  | 2024-09-30 15:41 |  | * | [6 empty] | 4 |  | 1 | 40 |  | 0 | 41 |  |  | * |  |  | None | *
5 | 75-W-14-BN1434S | 304 Stainless Steel-Neoprene Washer-0.275"ID - 5/8"OD | 0 | Purchased Item | Active |  | 3 | 1 |  |  |  | Item | 2 | EA | 100 | 1 | 8 | Date |  |  | 2024-09-30 15:41 |  | * | [6 empty] | 8 |  | 1 | 5 |  | 0 | 6 |  |  | * |  |  | None | *
4 | - IP-57774 | 8X12X48 KUUL CONTROL MEDIA READ FIREPRO, PORTACOOL PART # KUC081248AFPA | 0 | Sub-assembly | Active |  | 31 | 1 |  |  |  | Item | 10 | EA | 100 | 1 | 10 | Date |  |  | 2024-09-30 15:41 |  | * | [6 empty] | 10 |  | 1 | 0 |  | 0 | 17 |  |  | * |  |  | None | *
5 | 20-GLK-081248VT | MEDIA UPPER EVAP 12X8X48 | 0 | Purchased Item | Active |  | 1 | 1 |  |  |  | Item | 1 | EA | 100 | 1 | 10 | Date |  |  | 2024-09-30 15:41 |  | * | [6 empty] | 10 |  | 1 | 15 |  | 0 | 16 |  |  | * |  |  | None | *
4 | - IP-57717 | Piping - Copper Type L - 7/8" OD - 3/4" ID | 0 | Sub-assembly | Active |  | 32 | 1 |  |  |  | Item | 1 | EA | 100 | 1 | 1 | Date |  |  | 2024-09-30 15:41 |  | * | [6 empty] | 1 |  | 1 | 0 |  | 0 | 17 |  |  | * |  |  | None | *
5 | 17-PIPE-0230 | PIPING - COPPER TYPE L - 7/8" OD - 3/4" ID | 0 | Purchased Item | Active |  | 1 | 1 |  |  |  | Item | 2.4437 | FT | 100 | 1 | 2.4437 | Date |  |  | 2024-09-30 15:41 |  | * | [6 empty] | 2.4437 |  | 1 | 15 |  | 0 | 16 |  |  | * |  |  | None | *
4 | - IP-57724 | Piping - Copper Type L - 1-3/8" OD - 1-1/4" ID | 0 | Sub-assembly | Active |  | 33 | 1 |  |  |  | Item | 1 | EA | 100 | 1 | 1 | Date |  |  | 2024-09-30 15:41 |  | * | [6 empty] | 1 |  | 1 | 0 |  | 0 | 17 |  |  | * |  |  | None | *
5 | 17-PIPE-0237 | PIPING - COPPER TYPE L - 1-3/8" OD - 1-1/4" ID | 0 | Purchased Item | Active |  | 1 | 1 |  |  |  | Item | 0.1667 | FT | 100 | 1 | 0.1667 | Date |  |  | 2024-09-30 15:41 |  | * | [6 empty] | 0.1667 |  | 1 | 15 |  | 0 | 16 |  |  | * |  |  | None | *
4 | 17-ELL-0440 | ELBOW 45 DEG - 1-3/8" OD - 1-1/4" ID - CXC COPPER | 0 | Purchased Item | Active |  | 34 | 1 |  |  |  | Item | 3 | EA | 100 | 1 | 3 | Date |  |  | 2024-09-30 15:41 |  | * | [6 empty] | 3 |  | 1 | 15 |  | 0 | 16 |  |  | * |  |  | None | *
4 | - IP-54670 | 16ga SS 304L Solid coil 60 | A | Sub-assembly | Active |  | 35 | 1 |  |  |  | Item | 2 | EA | 100 | 1 | 2 | Date |  |  | 2024-09-30 15:41 |  | * | [6 empty] | 2 |  | 1 | 0.064923 |  | 0.064923 | 12.0649 |  |  | * |  |  | None | *
5 | 45-304L-C0110 | STEEL,304-L S/S,16 GA,60" COIL | 0 | Purchased Item | Active |  | 1 | 1 |  |  |  | Item | 4.24 | SFT | 100 | 1 | 8.48 | Date |  |  | 2024-09-30 15:41 |  | * | [6 empty] | 8.48 |  | 1 | 10 |  | 0 | 11 |  |  | * |  |  | None | *
4 | 17-BUSH-0101 | FTG,BUSH_RE,CU,FTGXC,1.38X.88 - 1 3/8 X 7/8 FTGXC COPPER REDUCING BUSHING | 0 | Purchased Item | Active |  | 36 | 1 |  |  |  | Item | 1 | EA | 100 | 1 | 1 | Date |  |  | 2024-09-30 15:41 |  | * | [6 empty] | 1 |  | 1 | 15 |  | 0 | 16 |  |  | * |  |  | None | *
4 | - IP-57727 | Piping - Copper Type L - 1-3/8" OD - 1-1/4" ID | 0 | Sub-assembly | Active |  | 38 | 1 |  |  |  | Item | 3 | EA | 100 | 1 | 3 | Date |  |  | 2024-09-30 15:41 |  | * | [6 empty] | 3 |  | 1 | 0 |  | 0 | 17 |  |  | * |  |  | None | *
5 | 17-PIPE-0237 | PIPING - COPPER TYPE L - 1-3/8" OD - 1-1/4" ID | 0 | Purchased Item | Active |  | 1 | 1 |  |  |  | Item | 0.1667 | FT | 100 | 1 | 0.5001 | Date |  |  | 2024-09-30 15:41 |  | * | [6 empty] | 0.5001 |  | 1 | 15 |  | 0 | 16 |  |  | * |  |  | None | *
4 | 18-VALVE-952734 | 3/4" BALANCING VALVE, THREADED, 300 WOG-NSF 61/372 W/INTEGRAL MEMORY STOP RWV MODEL# RWV 9527AB | 0 | Purchased Item | Active |  | 39 | 1 |  |  |  | Item | 1 | EA | 100 | 1 | 1 | Date |  |  | 2024-09-30 15:41 |  | * | [6 empty] | 1 |  | 1 | 15 |  | 0 | 16 |  |  | * |  |  | None | *
4 | - IP-57777 | Piping - Copper Type L - 1-3/8" OD - 1-1/4" ID | 0 | Sub-assembly | Active |  | 40 | 1 |  |  |  | Item | 1 | EA | 100 | 1 | 1 | Date |  |  | 2024-09-30 15:41 |  | * | [6 empty] | 1 |  | 1 | 0 |  | 0 | 17 |  |  | * |  |  | None | *
5 | 17-PIPE-0237 | PIPING - COPPER TYPE L - 1-3/8" OD - 1-1/4" ID | 0 | Purchased Item | Active |  | 1 | 1 |  |  |  | Item | 0.1667 | FT | 100 | 1 | 0.1667 | Date |  |  | 2024-09-30 15:41 |  | * | [6 empty] | 0.1667 |  | 1 | 15 |  | 0 | 16 |  |  | * |  |  | None | *
4 | - IP-54660 | 16ga SS 304L Solid coil 60 | A | Sub-assembly | Active |  | 41 | 1 |  |  |  | Item | 1 | EA | 100 | 1 | 1 | Date |  |  | 2024-09-30 15:41 |  | * | [6 empty] | 1 |  | 1 | 0.064923 |  | 0.064923 | 12.0649 |  |  | * |  |  | None | *
5 | 45-304L-C0110 | STEEL,304-L S/S,16 GA,60" COIL | 0 | Purchased Item | Active |  | 1 | 1 |  |  |  | Item | 5.751 | SFT | 100 | 1 | 5.751 | Date |  |  | 2024-09-30 15:41 |  | * | [6 empty] | 5.751 |  | 1 | 10 |  | 0 | 11 |  |  | * |  |  | None | *
4 | - IP-54665 | 16ga SS 304L Solid coil 60 | A | Sub-assembly | Active |  | 42 | 1 |  |  |  | Item | 1 | EA | 100 | 1 | 1 | Date |  |  | 2024-09-30 15:41 |  | * | [6 empty] | 1 |  | 1 | 0.064923 |  | 0.064923 | 12.0649 |  |  | * |  |  | None | *
5 | 45-304L-C0110 | STEEL,304-L S/S,16 GA,60" COIL | 0 | Purchased Item | Active |  | 1 | 1 |  |  |  | Item | 0.394 | SFT | 100 | 1 | 0.394 | Date |  |  | 2024-09-30 15:41 |  | * | [6 empty] | 0.394 |  | 1 | 10 |  | 0 | 11 |  |  | * |  |  | None | *
4 | - IP-54664 | 16ga SS 304L Solid coil 60 | A | Sub-assembly | Active |  | 43 | 1 |  |  |  | Item | 2 | EA | 100 | 1 | 2 | Date |  |  | 2024-09-30 15:41 |  | * | [6 empty] | 2 |  | 1 | 0.064923 |  | 0.064923 | 12.0649 |  |  | * |  |  | None | *
5 | 45-304L-C0110 | STEEL,304-L S/S,16 GA,60" COIL | 0 | Purchased Item | Active |  | 1 | 1 |  |  |  | Item | 2.338 | SFT | 100 | 1 | 4.676 | Date |  |  | 2024-09-30 15:41 |  | * | [6 empty] | 4.676 |  | 1 | 10 |  | 0 | 11 |  |  | * |  |  | None | *
4 | 17-ELL-0175 | Elbow 90 deg - 1-3/8" OD - 1-1/4" ID - CXC copper | 0 | Purchased Item | Active |  | 44 | 1 |  |  |  | Item | 5 | EA | 100 | 1 | 5 | Date |  |  | 2024-09-30 15:41 |  | * | [6 empty] | 5 |  | 1 | 15 |  | 0 | 16 |  |  | * |  |  | None | *
4 | - IP-54671 | 16ga SS 304L Solid coil 60 | A | Sub-assembly | Active |  | 45 | 1 |  |  |  | Item | 2 | EA | 100 | 1 | 2 | Date |  |  | 2024-09-30 15:41 |  | * | [6 empty] | 2 |  | 1 | 0.064923 |  | 0.064923 | 12.0649 |  |  | * |  |  | None | *
5 | 45-304L-C0110 | STEEL,304-L S/S,16 GA,60" COIL | 0 | Purchased Item | Active |  | 1 | 1 |  |  |  | Item | 1.721 | SFT | 100 | 1 | 3.442 | Date |  |  | 2024-09-30 15:41 |  | * | [6 empty] | 3.442 |  | 1 | 10 |  | 0 | 11 |  |  | * |  |  | None | *
4 | 17-RED-0330 | 1-3/8"X 7/8" RED COUPL CXC COP | 0 | Purchased Item | Active |  | 46 | 1 |  |  |  | Item | 2 | EA | 100 | 1 | 2 | Date |  |  | 2024-09-30 15:41 |  | * | [6 empty] | 2 |  | 1 | 15 |  | 0 | 16 |  |  | * |  |  | None | *
4 | 17-ELL-0172 | 7/8" 90 ELBOW CxC COPPER | 0 | Purchased Item | Active |  | 47 | 1 |  |  |  | Item | 2 | EA | 100 | 1 | 2 | Date |  |  | 2024-09-30 15:41 |  | * | [6 empty] | 2 |  | 1 | 15 |  | 0 | 16 |  |  | * |  |  | None | *
4 | - IP-54666 | 16ga SS 304L Solid coil 60 | A | Sub-assembly | Active |  | 48 | 1 |  |  |  | Item | 1 | EA | 100 | 1 | 1 | Date |  |  | 2024-09-30 15:41 |  | * | [6 empty] | 1 |  | 1 | 0.064923 |  | 0.064923 | 12.0649 |  |  | * |  |  | None | *
5 | 45-304L-C0110 | STEEL,304-L S/S,16 GA,60" COIL | 0 | Purchased Item | Active |  | 1 | 1 |  |  |  | Item | 0.394 | SFT | 100 | 1 | 0.394 | Date |  |  | 2024-09-30 15:41 |  | * | [6 empty] | 0.394 |  | 1 | 10 |  | 0 | 11 |  |  | * |  |  | None | *
4 | - IP-57726 | Piping - Copper Type L - 1-3/8" OD - 1-1/4" ID | 0 | Sub-assembly | Active |  | 49 | 1 |  |  |  | Item | 1 | EA | 100 | 1 | 1 | Date |  |  | 2024-09-30 15:41 |  | * | [6 empty] | 1 |  | 1 | 0 |  | 0 | 17 |  |  | * |  |  | None | *
5 | 17-PIPE-0237 | PIPING - COPPER TYPE L - 1-3/8" OD - 1-1/4" ID | 0 | Purchased Item | Active |  | 1 | 1 |  |  |  | Item | 1.0337 | FT | 100 | 1 | 1.0337 | Date |  |  | 2024-09-30 15:41 |  | * | [6 empty] | 1.0337 |  | 1 | 15 |  | 0 | 16 |  |  | * |  |  | None | *
4 | - IP-57730 | Piping - Copper Type L - 1-3/8" OD - 1-1/4" ID | 0 | Sub-assembly | Active |  | 50 | 1 |  |  |  | Item | 2 | EA | 100 | 1 | 2 | Date |  |  | 2024-09-30 15:41 |  | * | [6 empty] | 2 |  | 1 | 0 |  | 0 | 17 |  |  | * |  |  | None | *
5 | 17-PIPE-0237 | PIPING - COPPER TYPE L - 1-3/8" OD - 1-1/4" ID | 0 | Purchased Item | Active |  | 1 | 1 |  |  |  | Item | 4.8095 | FT | 100 | 1 | 9.619 | Date |  |  | 2024-09-30 15:41 |  | * | [6 empty] | 9.619 |  | 1 | 15 |  | 0 | 16 |  |  | * |  |  | None | *
4 | - IP-57780 | 2X8x60 KUUL CONTROL W/FIREPRO DISTRIBUTION VENDOR PART # | 0 | Sub-assembly | Active |  | 51 | 1 |  |  |  | Item | 1 | EA | 100 | 1 | 1 | Date |  |  | 2024-09-30 15:41 |  | * | [6 empty] | 1 |  | 1 | 0 |  | 0 | 17 |  |  | * |  |  | None | *
5 | 20-GLK-20860IVT | GLASDEK GXIV 2" X 8" X 60" DISTRIBUTION PAD W/ TUFF EDGE | 0 | Purchased Item | Active |  | 1 | 1 |  |  |  | Item | 1 | EA | 100 | 1 | 1 | Date |  |  | 2024-09-30 15:41 |  | * | [6 empty] | 1 |  | 1 | 15 |  | 0 | 16 |  |  | * |  |  | None | *
4 | - IP-54668 | 16ga SS 304L Cocol 48x120 | A | Sub-assembly | Active |  | 52 | 1 |  |  |  | Item | 2 | EA | 100 | 1 | 2 | Date |  |  | 2024-09-30 15:41 |  | * | [6 empty] | 2 |  | 1 | 0.027051 |  | 0.027051 | 17.0271 |  |  | * |  |  | None | *
5 | 45-PERF-48120 | STEEL,304L S/S,16GA,EXPANDED 1/2 #16,48X120 | 0 | Purchased Item | Active |  | 1 | 10 |  |  |  | Item | 3.354 | SFT | 100 | 1 | 6.708 | Date |  |  | 2024-09-30 15:41 |  | * |  | Operation Pull | WIP_APU-1 |  |  |  | 6.708 |  | 10 | 15 |  | 0 | 16 |  |  | * |  |  | None | *
4 | 18-CONTR-1038 | WALCHM KIT 3/4 IN TEE NUT O-RING WALCHEM W-CLASS CONTROLLER ACCESSORY, 3/4 IN TEE, NUT, O-RING WALCHEM# 191038 | 0 | Purchased Item | Active |  | 53 | 1 |  |  |  | Item | 1 | EA | 100 | 1 | 1 | Date |  |  | 2024-09-30 15:41 |  | * | [6 empty] | 1 |  | 1 | 20 |  | 0 | 21 |  |  | * |  |  | None | *
4 | - MCYSC4-SWA-57713 | MCYSC4-SWA-57713 | 0 | Sub-assembly | Active |  | 54 | 1 |  |  |  | Item | 32 | EA | 100 | 1 | 32 | Date |  |  | 2024-09-30 15:41 |  | * | [6 empty] | 32 |  | 1 | 0 |  | 0 | 7 |  |  | * |  |  | None | *
5 | 75-BH-142034-SS | 1/4-20X3/4 HEX/BOLT 316 ST/ST | 0 | Purchased Item | Active |  | 1 | 1 |  |  |  | Item | 1 | EA | 100 | 1 | 32 | Date |  |  | 2024-09-30 15:41 |  | * | [6 empty] | 32 |  | 1 | 5 |  | 0 | 6 |  |  | * |  |  | None | *
5 | 75-W-14-BN1434S | 304 Stainless Steel-Neoprene Washer-0.275"ID - 5/8"OD | 0 | Purchased Item | Active |  | 2 | 1 |  |  |  | Item | 1 | EA | 100 | 1 | 32 | Date |  |  | 2024-09-30 15:41 |  | * | [6 empty] | 32 |  | 1 | 5 |  | 0 | 6 |  |  | * |  |  | None | *
5 | 75-FAST-0200 | 304 STAINLESS STEEL-WING NUT-1/4"-20 THREADS PER INCH | 0 | Purchased Item | Active |  | 3 | 1 |  |  |  | Item | 1 | EA | 100 | 1 | 32 | Date |  |  | 2024-09-30 15:41 |  | * | [6 empty] | 32 |  | 1 | 5 |  | 0 | 6 |  |  | * |  |  | None | *
4 | - IP-57720 | Piping - Copper Type L - 1-3/8" OD - 1-1/4" ID | 0 | Sub-assembly | Active |  | 55 | 1 |  |  |  | Item | 1 | EA | 100 | 1 | 1 | Date |  |  | 2024-09-30 15:41 |  | * | [6 empty] | 1 |  | 1 | 0 |  | 0 | 17 |  |  | * |  |  | None | *
5 | 17-PIPE-0237 | PIPING - COPPER TYPE L - 1-3/8" OD - 1-1/4" ID | 0 | Purchased Item | Active |  | 1 | 1 |  |  |  | Item | 0.5146 | FT | 100 | 1 | 0.5146 | Date |  |  | 2024-09-30 15:41 |  | * | [6 empty] | 0.5146 |  | 1 | 15 |  | 0 | 16 |  |  | * |  |  | None | *
4 | - MCYSC4-SMA-57773 | Rivetnut Arrangement | 0 | Sub-assembly | Active |  | 56 | 1 |  |  |  | Item | 84 | EA | 100 | 1 | 84 | Date |  |  | 2024-09-30 15:41 |  | * | [6 empty] | 84 |  | 1 | 0 |  | 0 | 7 |  |  | * |  |  | None | *
5 | 75-BH-142034-SS | 1/4-20X3/4 HEX/BOLT 316 ST/ST | 0 | Purchased Item | Active |  | 1 | 1 |  |  |  | Item | 1 | EA | 100 | 1 | 84 | Date |  |  | 2024-09-30 15:41 |  | * | [6 empty] | 84 |  | 1 | 5 |  | 0 | 6 |  |  | * |  |  | None | *
5 | 75-RN-1420AL | 1/4"-20 RIVET NUT ALUM (MC MASTER PART NUMBER 94020A343) | 0 | Purchased Item | Active |  | 2 | 1 |  |  |  | Item | 1 | EA | 100 | 1 | 84 | Date |  |  | 2024-09-30 15:41 |  | * | [6 empty] | 84 |  | 1 | 5 |  | 0 | 6 |  |  | * |  |  | None | *
5 | 75-W-14-BN1434S | 304 Stainless Steel-Neoprene Washer-0.275"ID - 5/8"OD | 0 | Purchased Item | Active |  | 3 | 1 |  |  |  | Item | 1 | EA | 100 | 1 | 84 | Date |  |  | 2024-09-30 15:41 |  | * | [6 empty] | 84 |  | 1 | 5 |  | 0 | 6 |  |  | * |  |  | None | *
4 | - MCYSC4-SMA-57727 | MCYSC4-SMA-57727 | 0 | Sub-assembly | Active |  | 57 | 1 |  |  |  | Item | 3 | EA | 100 | 1 | 3 | Date |  |  | 2024-09-30 15:41 |  | * | [6 empty] | 3 |  | 1 | 0 |  | 0.024346 | 32 |  |  | * |  |  | None | *
5 | 68-CLAMP-0150S | 7/8"OD CUSHION CLAMP SS 316 | 0 | Purchased Item | Active |  | 1 | 1 |  |  |  | Item | 1 | EA | 100 | 1 | 3 | Date |  |  | 2024-09-30 15:41 |  | * | [6 empty] | 3 |  | 1 | 30 |  | 0 | 31 |  |  | * |  |  | None | *
5 | - IP-57655 | UNISTRUT 1 5/8" x 1 5/8" SS | 0 | Sub-assembly | Active |  | 2 | 1 |  |  |  | Item | 1 | EA | 100 | 1 | 3 | Date |  |  | 2024-09-30 15:41 |  | * | [6 empty] | 3 |  | 1 | 0 |  | 0 | 12 |  |  | * |  |  | None | *
6 | 75-UNIST-0100SS | 1 5/8" X1 5/8" X 1 5/8" - STALNLESS STEEL - UNISTRUT | 0 | Purchased Item | Active |  | 1 | 1 |  |  |  | Item | 10 | FT | 100 | 1 | 30 | Date |  |  | 2024-09-30 15:41 |  | * | [6 empty] | 30 |  | 1 | 10 |  | 0 | 11 |  |  | * |  |  | None | *
5 | - IP-57650 | SHEET METAL ITEM | B | Sub-assembly | Active |  | 3 | 1 |  |  |  | Item | 1 | EA | 100 | 1 | 3 | Date |  |  | 2024-09-30 15:41 |  | * | [6 empty] | 3 |  | 1 | 0.024346 |  | 0.024346 | 12.0243 |  |  | * |  |  | None | *
6 | 45-304L-C0110 | STEEL,304-L S/S,16 GA,60" COIL | 0 | Purchased Item | Active |  | 1 | 1 |  |  |  | Item | 1 | SFT | 100 | 1 | 3 | Date |  |  | 2024-09-30 15:41 |  | * | [6 empty] | 3 |  | 1 | 10 |  | 0 | 11 |  |  | * |  |  | None | *
4 | 68-GROM-0001 | 1" SNAP IN SEALING GROMMET FOR PIPE & TUBE FITS 1.30" TO 1.39" PIPE DIAMETER | 0 | Purchased Item | Active |  | 58 | 1 |  |  |  | Item | 3 | EA | 100 | 1 | 3 | Date |  |  | 2024-09-30 15:41 |  | * | [6 empty] | 3 |  | 1 | 5 |  | 0 | 6 |  |  | * |  |  | None | *
4 | - MCYSC4-SMA-57656 | MCYSC4-SMA-57656 | 0 | Sub-assembly | Active |  | 59 | 1 |  |  |  | Item | 1 | EA | 100 | 1 | 1 | Date |  |  | 2024-09-30 15:41 |  | * | [6 empty] | 1 |  | 1 | 0 |  | 0.024346 | 13.0243 |  |  | * |  |  | None | *
5 | - IP-57655 | UNISTRUT 1 5/8" x 1 5/8" SS | 0 | Sub-assembly | Active |  | 2 | 1 |  |  |  | Item | 1 | EA | 100 | 1 | 1 | Date |  |  | 2024-09-30 15:41 |  | * | [6 empty] | 1 |  | 1 | 0 |  | 0 | 12 |  |  | * |  |  | None | *
6 | 75-UNIST-0100SS | 1 5/8" X1 5/8" X 1 5/8" - STALNLESS STEEL - UNISTRUT | 0 | Purchased Item | Active |  | 1 | 1 |  |  |  | Item | 10 | FT | 100 | 1 | 10 | Date |  |  | 2024-09-30 15:41 |  | * | [6 empty] | 10 |  | 1 | 10 |  | 0 | 11 |  |  | * |  |  | None | *
5 | - IP-57650 | SHEET METAL ITEM | B | Sub-assembly | Active |  | 3 | 1 |  |  |  | Item | 1 | EA | 100 | 1 | 1 | Date |  |  | 2024-09-30 15:41 |  | * | [6 empty] | 1 |  | 1 | 0.024346 |  | 0.024346 | 12.0243 |  |  | * |  |  | None | *
6 | 45-304L-C0110 | STEEL,304-L S/S,16 GA,60" COIL | 0 | Purchased Item | Active |  | 1 | 1 |  |  |  | Item | 1 | SFT | 100 | 1 | 1 | Date |  |  | 2024-09-30 15:41 |  | * | [6 empty] | 1 |  | 1 | 10 |  | 0 | 11 |  |  | * |  |  | None | *
5 | 68-CLAMP-0205 | CUSHION - 1-3/8 IN OD - CLAMP - 316 SS | 0 | Purchased Item | Active |  | 4 | 1 |  |  |  | Item | 1 | EA | 100 | 1 | 1 | Date |  |  | 2024-09-30 15:41 |  | * | [6 empty] | 1 |  | 1 | 5 |  | 0 | 6 |  |  | * |  |  | None | *
4 | - MCYSC4-SMA-57772 | Rivetnut Arrangement | 0 | Sub-assembly | Active |  | 60 | 1 |  |  |  | Item | 22 | EA | 100 | 1 | 22 | Date |  |  | 2024-09-30 15:41 |  | * | [6 empty] | 22 |  | 1 | 0 |  | 0 | 22 |  |  | * |  |  | None | *
5 | 75-BH-142034-SS | 1/4-20X3/4 HEX/BOLT 316 ST/ST | 0 | Purchased Item | Active |  | 1 | 1 |  |  |  | Item | 1 | EA | 100 | 1 | 22 | Date |  |  | 2024-09-30 15:41 |  | * | [6 empty] | 22 |  | 1 | 5 |  | 0 | 6 |  |  | * |  |  | None | *
5 | 75-RN-1420AL | 1/4"-20 RIVET NUT ALUM (MC MASTER PART NUMBER 94020A343) | 0 | Purchased Item | Active |  | 2 | 1 |  |  |  | Item | 1 | EA | 100 | 1 | 22 | Date |  |  | 2024-09-30 15:41 |  | * | [6 empty] | 22 |  | 1 | 5 |  | 0 | 6 |  |  | * |  |  | None | *
5 | 75-W-14-LOCK-SS | 304 STAINLESS STEEL-LOCK WASHER-1/4" | 0 | Purchased Item | Active |  | 3 | 1 |  |  |  | Item | 1 | EA | 100 | 1 | 22 | Date |  |  | 2024-09-30 15:41 |  | * | [6 empty] | 22 |  | 1 | 15 |  | 0 | 16 |  |  | * |  |  | None | *
5 | 75-W-14-FLAT-SS | 304 STAINLESS STEEL-FLAT WASHER-1/4" | 0 | Purchased Item | Active |  | 4 | 1 |  |  |  | Item | 1 | EA | 100 | 1 | 22 | Date |  |  | 2024-09-30 15:41 |  | * | [6 empty] | 22 |  | 1 | 20 |  | 0 | 21 |  |  | * |  |  | None | *
4 | 60-PUMP-KP250 | PUMP SUMP | 0 | Purchased Item | Active |  | 62 | 1 |  |  |  | Item | 1 | EA | 100 | 1 | 1 | Date |  |  | 2024-09-30 15:41 |  | * | [6 empty] | 1 |  | 1 | 15 |  | 0 | 16 |  |  | * |  |  | None | *
4 | - IP-54672 | 16ga SS 304L Solid coil 60 | A | Sub-assembly | Active |  | 63 | 1 |  |  |  | Item | 2 | EA | 100 | 1 | 2 | Date |  |  | 2024-09-30 15:41 |  | * | [6 empty] | 2 |  | 1 | 0.064923 |  | 0.064923 | 12.0649 |  |  | * |  |  | None | *
5 | 45-304L-C0110 | STEEL,304-L S/S,16 GA,60" COIL | 0 | Purchased Item | Active |  | 1 | 1 |  |  |  | Item | 1.971 | SFT | 100 | 1 | 3.942 | Date |  |  | 2024-09-30 15:41 |  | * | [6 empty] | 3.942 |  | 1 | 10 |  | 0 | 11 |  |  | * |  |  | None | *
4 | - IP-54663 | 16ga SS 304L Solid coil 60 | A | Sub-assembly | Active |  | 64 | 1 |  |  |  | Item | 1 | EA | 100 | 1 | 1 | Date |  |  | 2024-09-30 15:41 |  | * | [6 empty] | 1 |  | 1 | 0.064923 |  | 0.064923 | 12.0649 |  |  | * |  |  | None | *
5 | 45-304L-C0110 | STEEL,304-L S/S,16 GA,60" COIL | 0 | Purchased Item | Active |  | 1 | 1 |  |  |  | Item | 4.107 | SFT | 100 | 1 | 4.107 | Date |  |  | 2024-09-30 15:41 |  | * | [6 empty] | 4.107 |  | 1 | 10 |  | 0 | 11 |  |  | * |  |  | None | *
4 | - IP-57729 | Piping - Copper Type L - 1-3/8" OD - 1-1/4" ID | 0 | Sub-assembly | Active |  | 65 | 1 |  |  |  | Item | 2 | EA | 100 | 1 | 2 | Date |  |  | 2024-09-30 15:41 |  | * | [6 empty] | 2 |  | 1 | 0 |  | 0 | 17 |  |  | * |  |  | None | *
5 | 17-PIPE-0237 | PIPING - COPPER TYPE L - 1-3/8" OD - 1-1/4" ID | 0 | Purchased Item | Active |  | 1 | 1 |  |  |  | Item | 4.677 | FT | 100 | 1 | 9.354 | Date |  |  | 2024-09-30 15:41 |  | * | [6 empty] | 9.354 |  | 1 | 15 |  | 0 | 16 |  |  | * |  |  | None | *
4 | - MCYSC4-SMA-57653 | MCYSC4-SMA-57653 | 0 | Sub-assembly | Active |  | 66 | 1 |  |  |  | Item | 1 | EA | 100 | 1 | 1 | Date |  |  | 2024-09-30 15:41 |  | * | [6 empty] | 1 |  | 1 | 0 |  | 0.024346 | 13.0243 |  |  | * |  |  | None | *
5 | - IP-57649 | UNISTRUT 1 5/8" x 1 5/8" SS | 0 | Sub-assembly | Active |  | 2 | 1 |  |  |  | Item | 1 | EA | 100 | 1 | 1 | Date |  |  | 2024-09-30 15:41 |  | * | [6 empty] | 1 |  | 1 | 0 |  | 0 | 12 |  |  | * |  |  | None | *
6 | 75-UNIST-0100SS | 1 5/8" X1 5/8" X 1 5/8" - STALNLESS STEEL - UNISTRUT | 0 | Purchased Item | Active |  | 1 | 1 |  |  |  | Item | 10 | FT | 100 | 1 | 10 | Date |  |  | 2024-09-30 15:41 |  | * | [6 empty] | 10 |  | 1 | 10 |  | 0 | 11 |  |  | * |  |  | None | *
5 | - IP-57654 | UNISTRUT 1 5/8" x 1 5/8" SS | 0 | Sub-assembly | Active |  | 3 | 1 |  |  |  | Item | 2 | EA | 100 | 1 | 2 | Date |  |  | 2024-09-30 15:41 |  | * | [6 empty] | 2 |  | 1 | 0 |  | 0 | 12 |  |  | * |  |  | None | *
6 | 75-UNIST-0100SS | 1 5/8" X1 5/8" X 1 5/8" - STALNLESS STEEL - UNISTRUT | 0 | Purchased Item | Active |  | 1 | 1 |  |  |  | Item | 10 | FT | 100 | 1 | 20 | Date |  |  | 2024-09-30 15:41 |  | * | [6 empty] | 20 |  | 1 | 10 |  | 0 | 11 |  |  | * |  |  | None | *
5 | - IP-57650 | SHEET METAL ITEM | B | Sub-assembly | Active |  | 4 | 1 |  |  |  | Item | 1 | EA | 100 | 1 | 1 | Date |  |  | 2024-09-30 15:41 |  | * | [6 empty] | 1 |  | 1 | 0.024346 |  | 0.024346 | 12.0243 |  |  | * |  |  | None | *
6 | 45-304L-C0110 | STEEL,304-L S/S,16 GA,60" COIL | 0 | Purchased Item | Active |  | 1 | 1 |  |  |  | Item | 1 | SFT | 100 | 1 | 1 | Date |  |  | 2024-09-30 15:41 |  | * | [6 empty] | 1 |  | 1 | 10 |  | 0 | 11 |  |  | * |  |  | None | *
5 | 68-CLAMP-0205 | CUSHION - 1-3/8 IN OD - CLAMP - 316 SS | 0 | Purchased Item | Active |  | 5 | 1 |  |  |  | Item | 2 | EA | 100 | 1 | 2 | Date |  |  | 2024-09-30 15:41 |  | * | [6 empty] | 2 |  | 1 | 5 |  | 0 | 6 |  |  | * |  |  | None | *
4 | - MCYSC4-SMA-57652 | Mist Eliminator | 0 | Sub-assembly | Active |  | 67 | 1 |  |  |  | Item | 3 | EA | 100 | 1 | 3 | Date |  |  | 2024-09-30 15:41 |  | * | [6 empty] | 3 |  | 1 | 0 |  | 0.064923 | 33.0271 |  |  | * |  |  | None | *
5 | - IP-54680 | 18ga SS 304L Solid coil 60 | A | Sub-assembly | Active |  | 1 | 1 |  |  |  | Item | 2 | EA | 100 | 1 | 6 | Date |  |  | 2024-09-30 15:41 |  | * | [6 empty] | 6 |  | 1 | 0.064923 |  | 0.064923 | 17.0649 |  |  | * |  |  | None | *
6 | 45-304L-C0140 | STEEL,304-L S/S,18 GA,60" COIL | 0 | Purchased Item | Active |  | 1 | 1 |  |  |  | Item | 2.867 | SFT | 100 | 1 | 17.202 | Date |  |  | 2024-09-30 15:41 |  | * | [6 empty] | 17.202 |  | 1 | 15 |  | 0 | 16 |  |  | * |  |  | None | *
5 | - IP-54682 | 18ga SS 304L Solid coil 60 | A | Sub-assembly | Active |  | 2 | 1 |  |  |  | Item | 1 | EA | 100 | 1 | 3 | Date |  |  | 2024-09-30 15:41 |  | * | [6 empty] | 3 |  | 1 | 0.064923 |  | 0.064923 | 17.0649 |  |  | * |  |  | None | *
6 | 45-304L-C0140 | STEEL,304-L S/S,18 GA,60" COIL | 0 | Purchased Item | Active |  | 1 | 1 |  |  |  | Item | 0.829 | SFT | 100 | 1 | 2.487 | Date |  |  | 2024-09-30 15:41 |  | * | [6 empty] | 2.487 |  | 1 | 15 |  | 0 | 16 |  |  | * |  |  | None | *
5 | - IP-57646 | mist eliminator | 0 | Sub-assembly | Active |  | 3 | 1 |  |  |  | Item | 1 | EA | 100 | 1 | 3 | Date |  |  | 2024-09-30 15:41 |  | * | [6 empty] | 3 |  | 1 | 0 |  | 0 | 17 |  |  | * |  |  | None | *
6 | 20-GLDK-21248 | GLASDEK 2" X 12" X 48" DISTRIBUTION PAD W/TUF EDGE | 0 | Purchased Item | Active |  | 1 | 1 |  |  |  | Item | 1 | EA | 100 | 1 | 3 | Date |  |  | 2024-09-30 15:41 |  | * | [6 empty] | 3 |  | 1 | 15 |  | 0 | 16 |  |  | * |  |  | None | *
5 | - IP-57647 | 14ga SS 304L Solid 60x144 45-PERF-1114 | A | Sub-assembly | Active |  | 4 | 1 |  |  |  | Item | 1 | EA | 100 | 1 | 3 | Date |  |  | 2024-09-30 15:41 |  | * | [6 empty] | 3 |  | 1 | 0.027051 |  | 0.027051 | 32.0271 |  |  | * |  |  | None | *
6 | 45-PERF-1114 | 1"X1" 14GA .080 304 S/S,WELDED CLOTH MESH SCREEN 48" WIDE | 0 | Purchased Item | Active |  | 1 | 1 |  |  |  | Item | 28.23 | SFT | 100 | 1 | 84.69 | Date |  |  | 2024-09-30 15:41 |  | * | [6 empty] | 84.69 |  | 1 | 30 |  | 0 | 31 |  |  | * |  |  | None | *
5 | - IP-54681 | 18ga SS 304L Solid coil 60 | A | Sub-assembly | Active |  | 5 | 1 |  |  |  | Item | 1 | EA | 100 | 1 | 3 | Date |  |  | 2024-09-30 15:41 |  | * | [6 empty] | 3 |  | 1 | 0.064923 |  | 0.064923 | 17.0649 |  |  | * |  |  | None | *
6 | 45-304L-C0140 | STEEL,304-L S/S,18 GA,60" COIL | 0 | Purchased Item | Active |  | 1 | 1 |  |  |  | Item | 0.829 | SFT | 100 | 1 | 2.487 | Date |  |  | 2024-09-30 15:41 |  | * | [6 empty] | 2.487 |  | 1 | 15 |  | 0 | 16 |  |  | * |  |  | None | *
5 | - IP-54679 | 18ga SS 304L Solid coil 60 | A | Sub-assembly | Active |  | 6 | 1 |  |  |  | Item | 1 | EA | 100 | 1 | 3 | Date |  |  | 2024-09-30 15:41 |  | * | [6 empty] | 3 |  | 1 | 0.064923 |  | 0.064923 | 17.0649 |  |  | * |  |  | None | *
6 | 45-304L-C0140 | STEEL,304-L S/S,18 GA,60" COIL | 0 | Purchased Item | Active |  | 1 | 1 |  |  |  | Item | 1.131 | SFT | 100 | 1 | 3.393 | Date |  |  | 2024-09-30 15:41 |  | * | [6 empty] | 3.393 |  | 1 | 15 |  | 0 | 16 |  |  | * |  |  | None | *
5 | - IP-57645 | mist eliminator | 0 | Sub-assembly | Active |  | 7 | 1 |  |  |  | Item | 8 | EA | 100 | 1 | 24 | Date |  |  | 2024-09-30 15:41 |  | * | [6 empty] | 24 |  | 1 | 0 |  | 0 | 17 |  |  | * |  |  | None | *
6 | 20-GLDK-21248 | GLASDEK 2" X 12" X 48" DISTRIBUTION PAD W/TUF EDGE | 0 | Purchased Item | Active |  | 1 | 1 |  |  |  | Item | 1 | EA | 100 | 1 | 24 | Date |  |  | 2024-09-30 15:41 |  | * | [6 empty] | 24 |  | 1 | 15 |  | 0 | 16 |  |  | * |  |  | None | *
5 | - IP-57890 | 18ga SS 304L Solid coil 60 | A | Sub-assembly | Active |  | 9 | 1 |  |  |  | Item | 1 | EA | 100 | 1 | 3 | Date |  |  | 2024-09-30 15:41 |  | * | [6 empty] | 3 |  | 1 | 0.064923 |  | 0.064923 | 17.0649 |  |  | * |  |  | None | *
6 | 45-304L-C0140 | STEEL,304-L S/S,18 GA,60" COIL | 0 | Purchased Item | Active |  | 1 | 1 |  |  |  | Item | 1.131 | SFT | 100 | 1 | 3.393 | Date |  |  | 2024-09-30 15:41 |  | * | [6 empty] | 3.393 |  | 1 | 15 |  | 0 | 16 |  |  | * |  |  | None | *
5 | 177334P1 | RIVET POP 1/8 SS GRIP 1/8 | 0 | Purchased Item | Active |  | 11 | 1 |  |  |  | Item | 8 | EA | 100 | 1 | 24 | Date |  |  | 2024-10-12 |  | * | [6 empty] | 24 |  | 1 | 5 |  | 0 | 6 |  |  | * |  |  | None | *
4 | - IP-57728 | Piping - Copper Type L - 1-3/8" OD - 1-1/4" ID | 0 | Sub-assembly | Active |  | 68 | 1 |  |  |  | Item | 2 | EA | 100 | 1 | 2 | Date |  |  | 2024-09-30 15:41 |  | * | [6 empty] | 2 |  | 1 | 0 |  | 0 | 17 |  |  | * |  |  | None | *
5 | 17-PIPE-0237 | PIPING - COPPER TYPE L - 1-3/8" OD - 1-1/4" ID | 0 | Purchased Item | Active |  | 1 | 1 |  |  |  | Item | 0.508 | FT | 100 | 1 | 1.016 | Date |  |  | 2024-09-30 15:41 |  | * | [6 empty] | 1.016 |  | 1 | 15 |  | 0 | 16 |  |  | * |  |  | None | *
4 | - IP-57722 | Piping - Copper Type L - 1-3/8" OD - 1-1/4" ID | 0 | Sub-assembly | Active |  | 69 | 1 |  |  |  | Item | 1 | EA | 100 | 1 | 1 | Date |  |  | 2024-09-30 15:41 |  | * | [6 empty] | 1 |  | 1 | 0 |  | 0 | 17 |  |  | * |  |  | None | *
5 | 17-PIPE-0237 | PIPING - COPPER TYPE L - 1-3/8" OD - 1-1/4" ID | 0 | Purchased Item | Active |  | 1 | 1 |  |  |  | Item | 0.4291 | FT | 100 | 1 | 0.4291 | Date |  |  | 2024-09-30 15:41 |  | * | [6 empty] | 0.4291 |  | 1 | 15 |  | 0 | 16 |  |  | * |  |  | None | *
4 | 17-TEE-0130 | 1-3/8" TEE CxCxC COPPER | 0 | Purchased Item | Active |  | 70 | 1 |  |  |  | Item | 2 | EA | 100 | 1 | 2 | Date |  |  | 2024-09-30 15:41 |  | * | [6 empty] | 2 |  | 1 | 20 |  | 0 | 21 |  |  | * |  |  | None | *
4 | 17-ADAP-0138 | 1-3/8" ADAPTOR CxM COPPER | 0 | Purchased Item | Active |  | 71 | 1 |  |  |  | Item | 9 | EA | 100 | 1 | 9 | Date |  |  | 2024-09-30 15:41 |  | * | [6 empty] | 9 |  | 1 | 15 |  | 0 | 16 |  |  | * |  |  | None | *
4 | 18-STR-380114 | 1-1/4" BRONZE THREADED Y-STRAINERS S/S 20 MESH SCREEN RWV MODEL #380F | 0 | Purchased Item | Active |  | 72 | 1 |  |  |  | Item | 1 | EA | 100 | 1 | 1 | Date |  |  | 2024-09-30 15:41 |  | * | [6 empty] | 1 |  | 1 | 15 |  | 0 | 16 |  |  | * |  |  | None | *
4 | 18-VLV-9527114 | 1-1/4" BALANCING VALVE, THREADED, 300 WOG-NSF 61/372 W/INTEGRAL MEMORY STOP RWV MODEL# RWV 9527AB | 0 | Purchased Item | Active |  | 73 | 1 |  |  |  | Item | 1 | EA | 100 | 1 | 1 | Date |  |  | 2024-09-30 15:41 |  | * | [6 empty] | 1 |  | 1 | 15 |  | 0 | 16 |  |  | * |  |  | None | *
4 | 18-FLOW-0171 | FLOW METER KING INSTRUMENTS 7200 SERIES, ITEM# 7205-0171-1-1-W, MODEL#0171, FLOW RATE 15 GPM; 1” FNPT CONNECTION, | 0 | Purchased Item | Active |  | 74 | 1 |  |  |  | Item | 1 | EA | 100 | 1 | 1 | Date |  |  | 2024-09-30 15:41 |  | * | [6 empty] | 1 |  | 1 | 15 |  | 0 | 16 |  |  | * |  |  | None | *
4 | 75-BH-142034-P | ZINC PLATED-STANDARD HEX BOLT-1/4"-20 THREADS PER INCH X 3/4" LONG | 0 | Purchased Item | Active |  | 75 | 1 |  |  |  | Item | 4 | EA | 100 | 1 | 4 | Date |  |  | 2024-09-30 15:41 |  | * | [6 empty] | 4 |  | 1 | 5 |  | 0 | 6 |  |  | * |  |  | None | *
4 | - IP-57882 | Piping - Copper Type L - 1-3/8" OD - 1-1/4" ID | 0 | Sub-assembly | Active |  | 76 | 1 |  |  |  | Item | 1 | EA | 100 | 1 | 1 | Date |  |  | 2024-09-30 15:41 |  | * | [6 empty] | 1 |  | 1 | 0 |  | 0 | 17 |  |  | * |  |  | None | *
5 | 17-PIPE-0237 | PIPING - COPPER TYPE L - 1-3/8" OD - 1-1/4" ID | 0 | Purchased Item | Active |  | 1 | 1 |  |  |  | Item | 0.4503 | FT | 100 | 1 | 0.4503 | Date |  |  | 2024-09-30 15:41 |  | * | [6 empty] | 0.4503 |  | 1 | 15 |  | 0 | 16 |  |  | * |  |  | None | *
4 | - IP-57888 | Elbow 90 deg - 1-3/8" OD - 1-1/4" ID - CXC copper | 0 | Sub-assembly | Active |  | 77 | 1 |  |  |  | Item | 1 | EA | 100 | 1 | 1 | Date |  |  | 2024-09-30 15:41 |  | * | [6 empty] | 1 |  | 1 | 0 |  | 0 | 17 |  |  | * |  |  | None | *
5 | 17-ELL-0175 | Elbow 90 deg - 1-3/8" OD - 1-1/4" ID - CXC copper | 0 | Purchased Item | Active |  | 1 | 1 |  |  |  | Item | 1 | EA | 100 | 1 | 1 | Date |  |  | 2024-09-30 15:41 |  | * | [6 empty] | 1 |  | 1 | 15 |  | 0 | 16 |  |  | * |  |  | None | *
4 | - IP-57879 | Piping - Copper Type L - 7/8" OD - 3/4" ID | 0 | Sub-assembly | Active |  | 78 | 1 |  |  |  | Item | 1 | EA | 100 | 1 | 1 | Date |  |  | 2024-09-30 15:41 |  | * | [6 empty] | 1 |  | 1 | 0 |  | 0 | 17 |  |  | * |  |  | None | *
5 | 17-PIPE-0230 | PIPING - COPPER TYPE L - 7/8" OD - 3/4" ID | 0 | Purchased Item | Active |  | 1 | 1 |  |  |  | Item | 0.25 | FT | 100 | 1 | 0.25 | Date |  |  | 2024-09-30 15:41 |  | * | [6 empty] | 0.25 |  | 1 | 15 |  | 0 | 16 |  |  | * |  |  | None | *
4 | - IP-60471 | 16ga SS 304L Solid coil 60 | A | Sub-assembly | Active |  | 79 | 1 |  |  |  | Item | 1 | EA | 100 | 1 | 1 | Date |  |  | 2024-09-30 15:41 |  | * | [6 empty] | 1 |  | 1 | 0.064923 |  | 0.064923 | 12.0649 |  |  | * |  |  | None | *
5 | 45-304L-C0110 | STEEL,304-L S/S,16 GA,60" COIL | 0 | Purchased Item | Active |  | 1 | 1 |  |  |  | Item | 2.25 | SFT | 100 | 1 | 2.25 | Date |  |  | 2024-09-30 15:41 |  | * | [6 empty] | 2.25 |  | 1 | 10 |  | 0 | 11 |  |  | * |  |  | None | *
4 | 75-W-14-FLAT-SS | 304 STAINLESS STEEL-FLAT WASHER-1/4" | 0 | Purchased Item | Active |  | 80 | 1 |  |  |  | Item | 8 | EA | 100 | 1 | 8 | Date |  |  | 2024-09-30 15:41 |  | * | [6 empty] | 8 |  | 1 | 20 |  | 0 | 21 |  |  | * |  |  | None | *
4 | - IP-60472 | 16ga SS 304L Solid coil 60 | A | Sub-assembly | Active |  | 81 | 1 |  |  |  | Item | 1 | EA | 100 | 1 | 1 | Date |  |  | 2024-09-30 15:41 |  | * | [6 empty] | 1 |  | 1 | 0.064923 |  | 0.064923 | 12.0649 |  |  | * |  |  | None | *
5 | 45-304L-C0110 | STEEL,304-L S/S,16 GA,60" COIL | 0 | Purchased Item | Active |  | 1 | 1 |  |  |  | Item | 0.25 | SFT | 100 | 1 | 0.25 | Date |  |  | 2024-09-30 15:41 |  | * | [6 empty] | 0.25 |  | 1 | 10 |  | 0 | 11 |  |  | * |  |  | None | *
4 | - IP-57883 | Piping - Copper Type L - 1-3/8" OD - 1-1/4" ID | 0 | Sub-assembly | Active |  | 82 | 1 |  |  |  | Item | 1 | EA | 100 | 1 | 1 | Date |  |  | 2024-09-30 15:41 |  | * | [6 empty] | 1 |  | 1 | 0 |  | 0 | 17 |  |  | * |  |  | None | *
5 | 17-PIPE-0237 | PIPING - COPPER TYPE L - 1-3/8" OD - 1-1/4" ID | 0 | Purchased Item | Active |  | 1 | 1 |  |  |  | Item | 0.3642 | FT | 100 | 1 | 0.3642 | Date |  |  | 2024-09-30 15:41 |  | * | [6 empty] | 0.3642 |  | 1 | 15 |  | 0 | 16 |  |  | * |  |  | None | *
4 | 75-W-14-BN1458 | ZINC PLATED-NEOPRENE WASHER-9/32"ID - 5/8"OD | 0 | Purchased Item | Active |  | 83 | 1 |  |  |  | Item | 4 | EA | 100 | 1 | 4 | Date |  |  | 2024-09-30 15:41 |  | * | [6 empty] | 4 |  | 1 | 40 |  | 0 | 41 |  |  | * |  |  | None | *
4 | - IP-57889 | Elbow 90 deg - 1-3/8" OD - 1-1/4" ID - CXC copper | 0 | Sub-assembly | Active |  | 85 | 1 |  |  |  | Item | 1 | EA | 100 | 1 | 1 | Date |  |  | 2024-09-30 15:41 |  | * | [6 empty] | 1 |  | 1 | 0 |  | 0 | 17 |  |  | * |  |  | None | *
5 | 17-ELL-0175 | Elbow 90 deg - 1-3/8" OD - 1-1/4" ID - CXC copper | 0 | Purchased Item | Active |  | 1 | 1 |  |  |  | Item | 1 | EA | 100 | 1 | 1 | Date |  |  | 2024-09-30 15:41 |  | * | [6 empty] | 1 |  | 1 | 15 |  | 0 | 16 |  |  | * |  |  | None | *
4 | - IP-65716 | Gasket - Poron - 1"w x 1/8"t SINGLECOAT FOAM TAPE | 0 | Sub-assembly | Active |  | 86 | 1 |  |  |  | Item | 4 | EA | 100 | 1 | 4 | Date |  |  | 2024-09-30 15:41 |  | * | [6 empty] | 4 |  | 1 | 0 |  | 0 | 17 |  |  | * |  |  | None | *
5 | - 329808P1 | GASKET CLD CELL 1/8" THICK | 0 | Purchased Item | Active |  | 1 | 1 |  |  |  | Item | 10.073 | FT | 100 | 1 | 40.292 | Date |  |  | 2024-09-30 15:41 |  | * | [6 empty] | 40.292 |  | 1 | 15 |  | 0 | 16 |  |  | * |  |  | None | *
6 | 329808 | GASKET CLOSED CELL FOAM | 0 | Reference Item - Document Management | Active |  | 99999 | 1 |  |  |  | Item | 0 | EA | 100 | 1 | 0 | Date |  |  | 2024-09-30 15:41 |  | * | [6 empty] | 0 |  | 1 | 15 |  | 0 | 15 | [5 empty] | None
4 | - IP-67508 | Piping - Copper Type L - 1-3/8" OD - 1-1/4" ID | 0 | Sub-assembly | Active |  | 87 | 1 |  |  |  | Item | 1 | EA | 100 | 1 | 1 | Date |  |  | 2024-09-30 15:41 |  | * | [6 empty] | 1 |  | 1 | 0 |  | 0 | 17 |  |  | * |  |  | None | *
5 | 17-PIPE-0237 | PIPING - COPPER TYPE L - 1-3/8" OD - 1-1/4" ID | 0 | Purchased Item | Active |  | 1 | 1 |  |  |  | Item | 0.784 | FT | 100 | 1 | 0.784 | Date |  |  | 2024-09-30 15:41 |  | * | [6 empty] | 0.784 |  | 1 | 15 |  | 0 | 16 |  |  | * |  |  | None | *
4 | 17-ADAP-0120 | Adaptor CXM - Copper MPT- Male Pipe Thread - 1-1/8" OD - 1.00" ID | 0 | Purchased Item | Active |  | 88 | 1 |  |  |  | Item | 2 | EA | 100 | 1 | 2 | Date |  |  | 2024-09-30 15:41 |  | * | [6 empty] | 2 |  | 1 | 45 |  | 0 | 46 |  |  | * |  |  | None | *
4 | - IP-67507 | Piping - Copper Type L - 1-3/8" OD - 1-1/4" ID | 0 | Sub-assembly | Active |  | 89 | 1 |  |  |  | Item | 2 | EA | 100 | 1 | 2 | Date |  |  | 2024-09-30 15:41 |  | * | [6 empty] | 2 |  | 1 | 0 |  | 0 | 17 |  |  | * |  |  | None | *
5 | 17-PIPE-0237 | PIPING - COPPER TYPE L - 1-3/8" OD - 1-1/4" ID | 0 | Purchased Item | Active |  | 1 | 1 |  |  |  | Item | 0.2575 | FT | 100 | 1 | 0.515 | Date |  |  | 2024-09-30 15:41 |  | * | [6 empty] | 0.515 |  | 1 | 15 |  | 0 | 16 |  |  | * |  |  | None | *
4 | 75-WF-3816100-S | 304 STAINLESS STEEL-SERRATED FLANGE HEX BOLT-3/8"-16 THREADS PER INCH X 1" LONG | 0 | Purchased Item | Active |  | 90 | 1 |  |  |  | Item | 8 | EA | 100 | 1 | 8 | Date |  |  | 2024-09-30 15:41 |  | * | [6 empty] | 8 |  | 1 | 30 |  | 0 | 31 |  |  | * |  |  | None | *
4 | - IP-65714 | Piping - Copper Type L - 1-3/8" OD - 1-1/4" ID | 0 | Sub-assembly | Active |  | 91 | 1 |  |  |  | Item | 1 | EA | 100 | 1 | 1 | Date |  |  | 2024-09-30 15:41 |  | * | [6 empty] | 1 |  | 1 | 0 |  | 0 | 17 |  |  | * |  |  | None | *
5 | 17-PIPE-0237 | PIPING - COPPER TYPE L - 1-3/8" OD - 1-1/4" ID | 0 | Purchased Item | Active |  | 1 | 1 |  |  |  | Item | 4.1013 | FT | 100 | 1 | 4.1013 | Date |  |  | 2024-09-30 15:41 |  | * | [6 empty] | 4.1013 |  | 1 | 15 |  | 0 | 16 |  |  | * |  |  | None | *
4 | 10040973 | THREADED HEX INSERT, 3/8-16 UNC,AHS4T-616-150, Yellow Zinc Trivalen | 0 | Purchased Item | Active |  | 92 | 1 |  |  |  | Item | 8 | EA | 100 | 1 | 8 | Date |  |  | 2024-10-12 |  | * | [6 empty] | 8 |  | 1 | 5 |  | 0 | 6 |  |  | * |  |  | None | *
4 | 17-UNI-0652 | UNION - 1 3/8" CXC- COPPER | 0 | Purchased Item | Active |  | 93 | 1 |  |  |  | Item | 2 | EA | 100 | 1 | 2 | Date |  |  | 2024-09-30 15:41 |  | * | [6 empty] | 2 |  | 1 | 15 |  | 0 | 16 |  |  | * |  |  | None | *
4 | 17-ELL-ST-0160 | FTG,STR_ELL,CU,90,FTGxC,1.38 - 1 3/8 FTGxC 90 DEGREE COPPER STREET | 0 | Purchased Item | Active |  | 94 | 1 |  |  |  | Item | 1 | EA | 100 | 1 | 1 | Date |  |  | 2024-09-30 15:41 |  | * | [6 empty] | 1 |  | 1 | 15 |  | 0 | 16 |  |  | * |  |  | None | *
4 | 17-RED-0450 | 1-3/8"X1-1/8" RED COUP CXC COP | 0 | Purchased Item | Active |  | 95 | 1 |  |  |  | Item | 2 | EA | 100 | 1 | 2 | Date |  |  | 2024-09-30 15:41 |  | * | [6 empty] | 2 |  | 1 | 20 |  | 0 | 21 |  |  | * |  |  | None | *
4 | - MCYS06-SVA-66275 | SUB ASSY VIRTUAL PARTS DIRECT EVAP | 0 | Phantom item | Active |  | 96 | 1 |  |  |  | Item | 1 | EA | 100 | 1 | 1 | Date |  |  | 2024-09-30 15:41 |  | * | [6 empty] | 1 |  | 1 | 0 |  | 0 | 12 |  |  | * |  |  | None
5 | 85-TAPE-0160 | 1/4"X1/2"X 50' PORON TAPE #472088 | 0 | Purchased Item | Active |  | 1 | 1 |  |  |  | Item | 1 | FT | 100 | 1 | 1 | Date |  |  | 2024-09-30 15:41 |  | * | [6 empty] | 1 |  | 1 | 10 |  | 0 | 11 |  |  | * |  |  | None | *
5 | 85-TAPE-0140 | BUTYL TAPE 1/16" X 1" X 45' , RV, CAMPER, PUTTY SEALANT TAPE SEAM SEALER | 0 | Purchased Item | Active |  | 2 | 1 |  |  |  | Item | 9 | EA | 100 | 1 | 9 | Date |  |  | 2024-09-30 15:41 |  | * | [6 empty] | 9 |  | 1 | 5 |  | 0 | 6 |  |  | * |  |  | None | *
3 | 75-W-14-BN1458S | 0.275 ID 5/8"OD 316SS WASHER, NEOPRENE BACKING | 0 | Purchased Item | Active |  | 6 | 1 |  |  |  | Item | 44 | EA | 100 | 1 | 44 | Date |  |  | 2024-09-30 15:41 |  | * | [6 empty] | 44 |  | 1 | 40 |  | 0 | 41 |  |  | * |  |  | None | *
3 | - IP-61528 | 16ga SS 304L Solid coil 60 | L | Sub-assembly | Active |  | 7 | 1 |  |  |  | Item | 1 | EA | 100 | 1 | 1 | Date |  |  | 2024-09-30 15:41 |  | * | [6 empty] | 1 |  | 1 | 0.064923 |  | 0.064923 | 12.0649 |  |  | * |  |  | None | *
4 | 45-304L-C0110 | STEEL,304-L S/S,16 GA,60" COIL | 0 | Purchased Item | Active |  | 1 | 1 |  |  |  | Item | 6.037 | SFT | 100 | 1 | 6.037 | Date |  |  | 2024-09-30 15:41 |  | * | [6 empty] | 6.037 |  | 1 | 10 |  | 0 | 11 |  |  | * |  |  | None | *
4 | IP-61528_DOC | 16ga SS 304L Solid coil 60 | 0 | Reference Item - Document Management | Active |  | 99999 | 1 |  |  |  | Item | 1 | EA | 100 | 1 | 1 | Date |  |  | 2024-09-30 15:41 |  | * | [6 empty] | 1 |  | 1 |  |  | 0 | 0 | [5 empty] | None
3 | 75-SCWR-818-34S | SELF DRILLING SCREW 8-18,3/4" LENGTH, 410 STAINLESS STEEL PAN HEAD PHILLIPS, PART NO. 0128165 | 0 | Purchased Item | Active |  | 8 | 1 |  |  |  | Item | 63 | EA | 100 | 1 | 63 | Date |  |  | 2024-09-30 15:41 |  | * | [6 empty] | 63 |  | 1 | 20 |  | 0 | 21 |  |  | * |  |  | None | *
3 | - IP-60285 | 16ga GA Jkt coil 60 | L | Sub-assembly | Active |  | 9 | 1 |  |  |  | Item | 1 | EA | 100 | 1 | 1 | Date |  |  | 2024-09-30 15:41 |  | * | [6 empty] | 1 |  | 1 | 0.064923 |  | 0.064923 | 12.0649 |  |  | * |  |  | None | *
4 | 45-304L-C0110 | STEEL,304-L S/S,16 GA,60" COIL | 0 | Purchased Item | Active |  | 1 | 1 |  |  |  | Item | 3.006 | SFT | 100 | 1 | 3.006 | Date |  |  | 2024-09-30 15:41 |  | * | [6 empty] | 3.006 |  | 1 | 10 |  | 0 | 11 |  |  | * |  |  | None | *
4 | IP-60285_DOC | 16ga GA Jkt coil 60 | 0 | Reference Item - Document Management | Active |  | 99999 | 1 |  |  |  | Item | 1 | EA | 100 | 1 | 1 | Date |  |  | 2024-09-30 15:41 |  | * | [6 empty] | 1 |  | 1 |  |  | 0 | 0 | [5 empty] | None
3 | 75-WN-1420-S | 1/4-20- SERR FLNG NUT 316 SS | 0 | Purchased Item | Active |  | 10 | 1 |  |  |  | Item | 2 | EA | 100 | 1 | 2 | Date |  |  | 2024-09-30 15:41 |  | * | [6 empty] | 2 |  | 1 | 40 |  | 0 | 41 |  |  | * |  |  | None | *
3 | 75-SCWH-14-34SS | 304 STAINLESS STEEL-TEK SCREW-1/4"-14 THREADS PER INCH X 3/4" LONG | 0 | Purchased Item | Active |  | 11 | 1 |  |  |  | Item | 44 | EA | 100 | 1 | 44 | Date |  |  | 2024-09-30 15:41 |  | * | [6 empty] | 44 |  | 1 | 20 |  | 0 | 21 |  |  | * |  |  | None | *
2 | - MCYS06-SMA-66204 | DUCTO INTERNO 1 ASSY EBS | 0 | Sub-assembly | Active |  | 39 | 1 |  |  |  | Item | 1 | EA | 100 | 1 | 1 | Date |  |  | 2024-09-30 15:41 |  | * | [6 empty] | 1 |  | 1 | 0 |  | 1.147 | 62 |  |  | * |  |  | None | *
3 | 75-SCRW-S142034 | SCREW 1 4 X 20 X 3-4 | 0 | Purchased Item | Active |  | 1 | 1 |  |  |  | Item | 2 | EA | 100 | 1 | 2 | Date |  |  | 2024-09-30 15:41 |  | * | [6 empty] | 2 |  | 1 | 60 |  | 0 | 61 |  |  | * |  |  | None | *
3 | 75-SCWH-14-34 | 1/4-14x3/4" SELF DRILL HEX S.H.W PL | 0 | Purchased Item | Active |  | 2 | 1 |  |  |  | Item | 39 | EA | 100 | 1 | 39 | Date |  |  | 2024-09-30 15:41 |  | * | [6 empty] | 39 |  | 1 | 20 |  | 0 | 21 |  |  | * |  |  | None | *
3 | - MCYSC4-SMA-58557 | Inner Duct-1 | H | Sub-assembly | Active |  | 3 | 1 |  |  |  | Item | 1 | EA | 100 | 1 | 1 | Date |  |  | 2024-09-30 15:41 |  | * | [6 empty] | 1 |  | 1 | 1.0821 |  | 1.147 | 54.0821 |  |  | * |  |  | None | *
4 | - IP-58543 | 16ga GA Brt coil 60 | A | Sub-assembly | Active |  | 15 | 1 |  |  |  | Item | 1 | EA | 100 | 1 | 1 | Date |  |  | 2024-09-30 15:41 |  | * | [6 empty] | 1 |  | 1 | 0.064923 |  | 0.064923 | 12.0649 |  |  | * |  |  | None | *
5 | 45-304L-C0110 | STEEL,304-L S/S,16 GA,60" COIL | 0 | Purchased Item | Active |  | 1 | 1 |  |  |  | Item | 11.333 | SFT | 100 | 1 | 11.333 | Date |  |  | 2024-09-30 15:41 |  | * | [6 empty] | 11.333 |  | 1 | 10 |  | 0 | 11 |  |  | * |  |  | None | *
4 | - IP-58561 | Gasket - Neoprene - 1.00"w x 0.25"t SINGLECOAT FOAM TAPE | 0 | Sub-assembly | Active |  | 16 | 1 |  |  |  | Item | 1 | EA | 100 | 1 | 1 | Date |  |  | 2024-09-30 15:41 |  | * | [6 empty] | 1 |  | 1 | 0 |  | 0 | 52 |  |  | * |  |  | None | *
5 | 85-FOAM-0110 | GASKET - NEOPRENE - 1.00"W X 0.25"T SINGLECOAT FOAM TAPE | 0 | Purchased Item | Active |  | 1 | 1 |  |  |  | Item | 1.208 | FT | 100 | 1 | 1.208 | Date |  |  | 2024-09-30 15:41 |  | * | [6 empty] | 1.208 |  | 1 | 50 |  | 0 | 51 |  |  | * |  |  | None | *
4 | 75-SCWH-14-34SS | 304 STAINLESS STEEL-TEK SCREW-1/4"-14 THREADS PER INCH X 3/4" LONG | 0 | Purchased Item | Active |  | 17 | 1 |  |  |  | Item | 60 | EA | 100 | 1 | 60 | Date |  |  | 2024-09-30 15:41 |  | * | [6 empty] | 60 |  | 1 | 20 |  | 0 | 21 |  |  | * |  |  | None | *
4 | - IP-58559 | Gasket - Neoprene - 1.00"w x 0.25"t SINGLECOAT FOAM TAPE | 0 | Sub-assembly | Active |  | 18 | 1 |  |  |  | Item | 2 | EA | 100 | 1 | 2 | Date |  |  | 2024-09-30 15:41 |  | * | [6 empty] | 2 |  | 1 | 0 |  | 0 | 52 |  |  | * |  |  | None | *
5 | 85-FOAM-0110 | GASKET - NEOPRENE - 1.00"W X 0.25"T SINGLECOAT FOAM TAPE | 0 | Purchased Item | Active |  | 1 | 1 |  |  |  | Item | 11.208 | FT | 100 | 1 | 22.416 | Date |  |  | 2024-09-30 15:41 |  | * | [6 empty] | 22.416 |  | 1 | 50 |  | 0 | 51 |  |  | * |  |  | None | *
4 | - MCYSC4-SMA-58555 | SABox | 0 | Sub-assembly | Active |  | 19 | 1 |  |  |  | Item | 1 | EA | 100 | 1 | 1 | Date |  |  | 2024-09-30 15:41 |  | * | [6 empty] | 1 |  | 1 | 0 |  | 0.064923 | 13.0649 |  |  | * |  |  | None | *
5 | - IP-58546 | 16ga GA Brt coil 60 | A | Sub-assembly | Active |  | 1 | 1 |  |  |  | Item | 1 | EA | 100 | 1 | 1 | Date |  |  | 2024-09-30 15:41 |  | * | [6 empty] | 1 |  | 1 | 0.064923 |  | 0.064923 | 12.0649 |  |  | * |  |  | None | *
6 | 45-304L-C0110 | STEEL,304-L S/S,16 GA,60" COIL | 0 | Purchased Item | Active |  | 1 | 1 |  |  |  | Item | 1.75 | SFT | 100 | 1 | 1.75 | Date |  |  | 2024-09-30 15:41 |  | * | [6 empty] | 1.75 |  | 1 | 10 |  | 0 | 11 |  |  | * |  |  | None | *
5 | - IP-58550 | 16ga GA Brt coil 60 | A | Sub-assembly | Active |  | 2 | 1 |  |  |  | Item | 1 | EA | 100 | 1 | 1 | Date |  |  | 2024-09-30 15:41 |  | * | [6 empty] | 1 |  | 1 | 0.064923 |  | 0.064923 | 12.0649 |  |  | * |  |  | None | *
6 | 45-304L-C0110 | STEEL,304-L S/S,16 GA,60" COIL | 0 | Purchased Item | Active |  | 1 | 1 |  |  |  | Item | 1.25 | SFT | 100 | 1 | 1.25 | Date |  |  | 2024-09-30 15:41 |  | * | [6 empty] | 1.25 |  | 1 | 10 |  | 0 | 11 |  |  | * |  |  | None | *
5 | - IP-58552 | 16ga GA Brt coil 60 | A | Sub-assembly | Active |  | 3 | 1 |  |  |  | Item | 1 | EA | 100 | 1 | 1 | Date |  |  | 2024-09-30 15:41 |  | * | [6 empty] | 1 |  | 1 | 0.064923 |  | 0.064923 | 12.0649 |  |  | * |  |  | None | *
6 | 45-304L-C0110 | STEEL,304-L S/S,16 GA,60" COIL | 0 | Purchased Item | Active |  | 1 | 1 |  |  |  | Item | 0.833 | SFT | 100 | 1 | 0.833 | Date |  |  | 2024-09-30 15:41 |  | * | [6 empty] | 0.833 |  | 1 | 10 |  | 0 | 11 |  |  | * |  |  | None | *
4 | - IP-58560 | Gasket - Neoprene - 1.00"w x 0.25"t SINGLECOAT FOAM TAPE | 0 | Sub-assembly | Active |  | 20 | 1 |  |  |  | Item | 1 | EA | 100 | 1 | 1 | Date |  |  | 2024-09-30 15:41 |  | * | [6 empty] | 1 |  | 1 | 0 |  | 0 | 52 |  |  | * |  |  | None | *
5 | 85-FOAM-0110 | GASKET - NEOPRENE - 1.00"W X 0.25"T SINGLECOAT FOAM TAPE | 0 | Purchased Item | Active |  | 1 | 1 |  |  |  | Item | 1.042 | FT | 100 | 1 | 1.042 | Date |  |  | 2024-09-30 15:41 |  | * | [6 empty] | 1.042 |  | 1 | 50 |  | 0 | 51 |  |  | * |  |  | None | *
4 | - IP-58545 | 16ga GA Brt coil 60 | A | Sub-assembly | Active |  | 21 | 1 |  |  |  | Item | 1 | EA | 100 | 1 | 1 | Date |  |  | 2024-09-30 15:41 |  | * | [6 empty] | 1 |  | 1 | 0.064923 |  | 0.064923 | 12.0649 |  |  | * |  |  | None | *
5 | 45-304L-C0110 | STEEL,304-L S/S,16 GA,60" COIL | 0 | Purchased Item | Active |  | 1 | 1 |  |  |  | Item | 0.167 | SFT | 100 | 1 | 0.167 | Date |  |  | 2024-09-30 15:41 |  | * | [6 empty] | 0.167 |  | 1 | 10 |  | 0 | 11 |  |  | * |  |  | None | *
4 | - IP-58564 | Gasket - Neoprene - 1.00"w x 0.25"t SINGLECOAT FOAM TAPE | 0 | Sub-assembly | Active |  | 22 | 1 |  |  |  | Item | 1 | EA | 100 | 1 | 1 | Date |  |  | 2024-09-30 15:41 |  | * | [6 empty] | 1 |  | 1 | 0 |  | 0 | 52 |  |  | * |  |  | None | *
5 | 85-FOAM-0110 | GASKET - NEOPRENE - 1.00"W X 0.25"T SINGLECOAT FOAM TAPE | 0 | Purchased Item | Active |  | 1 | 1 |  |  |  | Item | 0.208 | FT | 100 | 1 | 0.208 | Date |  |  | 2024-09-30 15:41 |  | * | [6 empty] | 0.208 |  | 1 | 50 |  | 0 | 51 |  |  | * |  |  | None | *
4 | - IP-58562 | Gasket - Neoprene - 1.00"w x 0.25"t SINGLECOAT FOAM TAPE | 0 | Sub-assembly | Active |  | 23 | 1 |  |  |  | Item | 1 | EA | 100 | 1 | 1 | Date |  |  | 2024-09-30 15:41 |  | * | [6 empty] | 1 |  | 1 | 0 |  | 0 | 52 |  |  | * |  |  | None | *
5 | 85-FOAM-0110 | GASKET - NEOPRENE - 1.00"W X 0.25"T SINGLECOAT FOAM TAPE | 0 | Purchased Item | Active |  | 1 | 1 |  |  |  | Item | 0.849 | FT | 100 | 1 | 0.849 | Date |  |  | 2024-09-30 15:41 |  | * | [6 empty] | 0.849 |  | 1 | 50 |  | 0 | 51 |  |  | * |  |  | None | *
4 | - IP-58548 | 16ga GA Brt coil 60 | A | Sub-assembly | Active |  | 25 | 1 |  |  |  | Item | 1 | EA | 100 | 1 | 1 | Date |  |  | 2024-09-30 15:41 |  | * | [6 empty] | 1 |  | 1 | 0.064923 |  | 0.064923 | 12.0649 |  |  | * |  |  | None | *
5 | 45-304L-C0110 | STEEL,304-L S/S,16 GA,60" COIL | 0 | Purchased Item | Active |  | 1 | 1 |  |  |  | Item | 1.75 | SFT | 100 | 1 | 1.75 | Date |  |  | 2024-09-30 15:41 |  | * | [6 empty] | 1.75 |  | 1 | 10 |  | 0 | 11 |  |  | * |  |  | None | *
4 | - IP-58544 | 16ga GA Brt coil 60 | A | Sub-assembly | Active |  | 26 | 1 |  |  |  | Item | 2 | EA | 100 | 1 | 2 | Date |  |  | 2024-09-30 15:41 |  | * | [6 empty] | 2 |  | 1 | 0.064923 |  | 0.064923 | 12.0649 |  |  | * |  |  | None | *
5 | 45-304L-C0110 | STEEL,304-L S/S,16 GA,60" COIL | 0 | Purchased Item | Active |  | 1 | 1 |  |  |  | Item | 0.083 | SFT | 100 | 1 | 0.166 | Date |  |  | 2024-09-30 15:41 |  | * | [6 empty] | 0.166 |  | 1 | 10 |  | 0 | 11 |  |  | * |  |  | None | *
4 | - IP-58542 | 16ga GA Brt coil 60 | A | Sub-assembly | Active |  | 27 | 1 |  |  |  | Item | 1 | EA | 100 | 1 | 1 | Date |  |  | 2024-09-30 15:41 |  | * | [6 empty] | 1 |  | 1 | 0.064923 |  | 0.064923 | 12.0649 |  |  | * |  |  | None | *
5 | 45-304L-C0110 | STEEL,304-L S/S,16 GA,60" COIL | 0 | Purchased Item | Active |  | 1 | 1 |  |  |  | Item | 22.583 | SFT | 100 | 1 | 22.583 | Date |  |  | 2024-09-30 15:41 |  | * | [6 empty] | 22.583 |  | 1 | 10 |  | 0 | 11 |  |  | * |  |  | None | *
4 | - IP-58554 | 16ga GA Brt coil 60 | A | Sub-assembly | Active |  | 28 | 1 |  |  |  | Item | 1 | EA | 100 | 1 | 1 | Date |  |  | 2024-09-30 15:41 |  | * | [6 empty] | 1 |  | 1 | 0.064923 |  | 0.064923 | 12.0649 |  |  | * |  |  | None | *
5 | 45-304L-C0110 | STEEL,304-L S/S,16 GA,60" COIL | 0 | Purchased Item | Active |  | 1 | 1 |  |  |  | Item | 1.083 | SFT | 100 | 1 | 1.083 | Date |  |  | 2024-09-30 15:41 |  | * | [6 empty] | 1.083 |  | 1 | 10 |  | 0 | 11 |  |  | * |  |  | None | *
4 | 75-RIVET-0050 | 304 STAINLESS STEEL - POP RIVET - 1/8" X .188-250" LONG | 0 | Purchased Item | Active |  | 29 | 1 |  |  |  | Item | 6 | EA | 100 | 1 | 6 | Date |  |  | 2024-09-30 15:41 |  | * | [6 empty] | 6 |  | 1 | 20 |  | 0 | 21 |  |  | * |  |  | None | *
3 | 75-W-14-BN1434S | 304 Stainless Steel-Neoprene Washer-0.275"ID - 5/8"OD | 0 | Purchased Item | Active |  | 4 | 1 |  |  |  | Item | 33 | EA | 100 | 1 | 33 | Date |  |  | 2024-09-30 15:41 |  | * | [6 empty] | 33 |  | 1 | 5 |  | 0 | 6 |  |  | * |  |  | None | *
2 | - MCYS06-SMA-66127 | FOAM DOOR SUB ASSY 1 | 0 | Sub-assembly | Active |  | 40 | 1 |  |  |  | Item | 1 | EA | 100 | 1 | 1 | Date |  |  | 2024-09-30 15:41 |  | * | [6 empty] | 1 |  | 1 | 0 |  | 3.0406 | 128 |  |  | * |  |  | None | *
3 | - IP-59294 | 16ga GA Brt coil 60 | L | Sub-assembly | Active |  | 1 | 1 |  |  |  | Item | 2 | EA | 100 | 1 | 2 | Date |  |  | 2024-09-30 15:41 |  | * | [6 empty] | 2 |  | 1 | 0.064923 |  | 0.064923 | 17.0649 |  |  | * |  |  | None | *
4 | 45-GALC-0275 | STEEL,GALV,G90,16 GA,60" COIL | 0 | Purchased Item | Active |  | 1 | 1 |  |  |  | Item | 0.98171 | SFT | 100 | 1 | 1.9634 | Date |  |  | 2024-09-30 15:41 |  | * | [6 empty] | 1.9634 |  | 1 | 15 |  | 0 | 16 |  |  | * |  |  | None | *
4 | IP-59294_DOC | 16ga GA Brt coil 60 | 0 | Reference Item - Document Management | Active |  | 8 | 1 |  |  |  | Item | 1 | EA | 100 | 1 | 2 | Date |  |  | 2024-09-30 15:41 |  | * | [6 empty] | 2 |  | 1 |  |  | 0 | 0 | [5 empty] | None
3 | - MCYS06-SMA-66145 | DOOR 1 - INSTALLATION HARDWARE | 0 | Sub-assembly | Active |  | 2 | 1 |  |  |  | Item | 1 | EA | 100 | 1 | 1 | Date |  |  | 2024-09-30 15:41 |  | * | [6 empty] | 1 |  | 1 | 0 |  | 0 | 42 |  |  | * |  |  | None | *
4 | 75-SCWR-818-34 | SELF DRILLING SCREW 8-18, 3/4" LENGTH, ZINC PLATED PAN HEAD PHILLIPS, PART NO. 94060A197 | 0 | Purchased Item | Active |  | 1 | 1 |  |  |  | Item | 24 | EA | 100 | 1 | 24 | Date |  |  | 2024-09-30 15:41 |  | * | [6 empty] | 24 |  | 1 | 40 |  | 0 | 41 |  |  | * |  |  | None | *
4 | 75-SCWH-14-114 | 1/4-14x1 1/4" SELF DRILL S.H.W PL | 0 | Purchased Item | Active |  | 2 | 1 |  |  |  | Item | 29 | EA | 100 | 1 | 29 | Date |  |  | 2024-09-30 15:41 |  | * | [6 empty] | 29 |  | 1 | 20 |  | 0 | 21 |  |  | * |  |  | None | *
3 | - IP-59293 | 16ga GA Brt coil 60 | L | Sub-assembly | Active |  | 3 | 1 |  |  |  | Item | 2 | EA | 100 | 1 | 2 | Date |  |  | 2024-09-30 15:41 |  | * | [6 empty] | 2 |  | 1 | 0.064923 |  | 0.064923 | 41.0649 |  |  | * |  |  | None | *
4 | 45-GALC-0275 | STEEL,GALV,G90,16 GA,60" COIL | 0 | Purchased Item | Active |  | 1 | 1 |  |  |  | Item | 2.4518 | SFT | 100 | 1 | 4.9036 | Date |  |  | 2024-09-30 15:41 |  | * | [6 empty] | 4.9036 |  | 1 | 15 |  | 0 | 16 |  |  | * |  |  | None | *
4 | IP-59293_DOC | 16ga GA Brt coil 60 | 0 | Reference Item - Document Management | Active |  | 7 | 1 |  |  |  | Item | 1 | EA | 100 | 1 | 2 | Date |  |  | 2024-09-30 15:41 |  | * | [6 empty] | 2 |  | 1 | 40 |  | 0 | 40 | [5 empty] | None
3 | - MCYSC4-SMA-54698 | DOOR FOAM 1301 | A | Sub-assembly | Active |  | 4 | 1 |  |  |  | Item | 1 | EA | 100 | 1 | 1 | Date |  |  | 2024-09-30 15:41 |  | * | [6 empty] | 1 |  | 1 | 2.9757 |  | 3.0406 | 65.9757 |  |  | * |  |  | None | *
4 | - IP-54694 | 3" AL.DOOR FRAME,(A)Gray Coated, Die# 12003 | 0 | Sub-assembly | Active |  | 1 | 1 |  |  |  | Item | 2 | EA | 100 | 1 | 2 | Date |  |  | 2024-09-30 15:41 |  | * | [6 empty] | 2 |  | 1 | 0 |  | 0 | 52 |  |  | * |  |  | None | *
5 | 76-AD-12003G | 3" AL.DOOR FRAME,(A)GRAY COATED, DIE# 12003 | 0 | Purchased Item | Active |  | 1 | 1 |  |  |  | Item | 2.307 | FT | 100 | 1 | 4.614 | Date |  |  | 2024-09-30 15:41 |  | * | [6 empty] | 4.614 |  | 1 | 50 |  | 0 | 51 |  |  | * |  |  | None | *
4 | - IP-54692 | 3'' EXT. AL. DOOR FRAME,B) GRAY COATED, DIE # 12005 | 0 | Sub-assembly | Active |  | 2 | 1 |  |  |  | Item | 2 | EA | 100 | 1 | 2 | Date |  |  | 2024-09-30 15:41 |  | * | [6 empty] | 2 |  | 1 | 0 |  | 0 | 52 |  |  | * |  |  | None | *
5 | 76-AD-12005G | 3" EXT.AL.DOOR FRAME,(B)GRAY COATED, DIE# 12005 | 0 | Purchased Item | Active |  | 1 | 1 |  |  |  | Item | 6.464 | FT | 100 | 1 | 12.928 | Date |  |  | 2024-09-30 15:41 |  | * | [6 empty] | 12.928 |  | 1 | 50 |  | 0 | 51 |  |  | * |  |  | None | *
4 | - IP-54701 | Aluminum 5052,0.040GA Width 45.748" EXTERIOR: Clear Conductive Gloss Only, HEAVY EMBOSSED; INTERIOR: Epoxy primer | 0 | Sub-assembly | Active |  | 3 | 1 |  |  |  | Item | 1 | EA | 100 | 1 | 1 | Date |  |  | 2024-09-30 15:41 |  | * | [6 empty] | 1 |  | 1 | 0.024346 |  | 0.024346 | 17.0243 |  |  | * |  |  | None | *
5 | 46-PRPCAL040EG1 | ALUMINUM 5052,0.040GA WIDTH 45.748" EXTERIOR: CLEAR CONDUCTIVE GLOSS ONLY, HEAVY EMBOSSED; INTERIOR: EPOXY PRIMER | 0 | Purchased Item | Active |  | 1 | 1 |  |  |  | Item | 12.165 | SFT | 100 | 1 | 12.165 | Date |  |  | 2024-09-30 15:41 |  | * | [6 empty] | 12.165 |  | 1 | 15 |  | 0 | 16 |  |  | * |  |  | None | *
4 | - MCYSC4-SMA-54717 | 7-PIN HANDLE OUT-SWING LEFT | 0 | Sub-assembly | Active |  | 4 | 1 |  |  |  | Item | 1 | EA | 100 | 1 | 1 | Date |  |  | 2024-09-30 15:41 |  | * | [6 empty] | 1 |  | 1 | 0 |  | 0 | 62 |  |  | * |  |  | None | *
5 | 76-HAND-1819 | HANDLE DEFEATER | 0 | Purchased Item | Active |  | 2 | 1 |  |  |  | Item | 1 | EA | 100 | 1 | 1 | Date |  |  | 2024-09-30 15:41 |  | * | [6 empty] | 1 |  | 1 | 30 |  | 0 | 31 |  |  | * |  |  | None | *
5 | 76-HANDLE-0110 | Inside Door Handle - Red Hand Grip #265076-50 | 0 | Purchased Item | Active |  | 3 | 1 |  |  |  | Item | 1 | EA | 100 | 1 | 1 | Date |  |  | 2024-09-30 15:41 |  | * | [6 empty] | 1 |  | 1 | 60 |  | 0 | 61 |  |  | * |  |  | None | *
5 | 76-ROLLER-698 | LONG ROLLER CAM FOR .313 SHAFT, BLACK PLASTIC | 0 | Purchased Item | Active |  | 4 | 1 |  |  |  | Item | 1 | EA | 100 | 1 | 1 | Date |  |  | 2024-09-30 15:41 |  | * | [6 empty] | 1 |  | 1 | 40 |  | 0 | 41 |  |  | * |  |  | None | *
4 | - MCYSC4-SMA-54690 | HINGE SUB ASSY - FOAM DOOR | 0 | Sub-assembly | Active |  | 5 | 1 |  |  |  | Item | 4 | EA | 100 | 1 | 4 | Date |  |  | 2024-09-30 15:41 |  | * | [6 empty] | 4 |  | 1 | 0 |  | 0 | 32 |  |  | * |  |  | None | *
5 | 76-HING-AC0210 | Part of Assembly ALLEGIS HINGE #AC0210-T2 | 0 | Purchased Item | Active |  | 1 | 1 |  |  |  | Item | 1 | EA | 100 | 1 | 4 | Date |  |  | 2024-09-30 15:41 |  | * | [6 empty] | 4 |  | 1 | 30 |  | 0 | 31 |  |  | * |  |  | None | *
5 | 75-BPH-142012 | 1/4"-20 X 1/2", 410 STAINLESS STEEL THREAD-CUTTING SCREW, PHILLIPS HEAD # 98273A355 | 0 | Purchased Item | Active |  | 2 | 1 |  |  |  | Item | 6 | EA | 100 | 1 | 24 | Date |  |  | 2024-09-30 15:41 |  | * | [6 empty] | 24 |  | 1 | 25 |  | 0 | 26 |  |  | * |  |  | None | *
4 | - IP-54695 | 3" AL.DOOR FRAME,(A)Gray Coated, Die# 12003 | 0 | Sub-assembly | Active |  | 6 | 1 |  |  |  | Item | 2 | EA | 100 | 1 | 2 | Date |  |  | 2024-09-30 15:41 |  | * | [6 empty] | 2 |  | 1 | 0 |  | 0 | 52 |  |  | * |  |  | None | *
5 | 76-AD-12003G | 3" AL.DOOR FRAME,(A)GRAY COATED, DIE# 12003 | 0 | Purchased Item | Active |  | 1 | 1 |  |  |  | Item | 6.224 | FT | 100 | 1 | 12.448 | Date |  |  | 2024-09-30 15:41 |  | * | [6 empty] | 12.448 |  | 1 | 50 |  | 0 | 51 |  |  | * |  |  | None | *
4 | - IP-54691 | 3" EXT.AL.DOOR FRAME,(B)Gray Coated, Die# 12005 | 0 | Sub-assembly | Active |  | 7 | 1 |  |  |  | Item | 2 | EA | 100 | 1 | 2 | Date |  |  | 2024-09-30 15:41 |  | * | [6 empty] | 2 |  | 1 | 0 |  | 0 | 52 |  |  | * |  |  | None | *
5 | 76-AD-12005G | 3" EXT.AL.DOOR FRAME,(B)GRAY COATED, DIE# 12005 | 0 | Purchased Item | Active |  | 1 | 1 |  |  |  | Item | 2.547 | FT | 100 | 1 | 5.094 | Date |  |  | 2024-09-30 15:41 |  | * | [6 empty] | 5.094 |  | 1 | 50 |  | 0 | 51 |  |  | * |  |  | None | *
4 | 75-SCW-6201 | #6-20 X 1" SQUARE PAN HEAD SELF DRILLING SCREW 410 STAINLESS STEEL #2 POINT EPOXY PN 0176160 | 0 | Purchased Item | Active |  | 8 | 1 |  |  |  | Item | 16 | EA | 100 | 1 | 16 | Date |  |  | 2024-09-30 15:41 |  | * | [6 empty] | 16 |  | 1 | 20 |  | 0 | 21 |  |  | * |  |  | None | *
4 | - IP-54702 | Steel G90 20GA Width 44.488",EXTERIOR: Clear Conductive Gloss Only, INTERIOR:Epoxy | 0 | Sub-assembly | Active |  | 9 | 1 |  |  |  | Item | 1 | EA | 100 | 1 | 1 | Date |  |  | 2024-09-30 15:41 |  | * | [6 empty] | 1 |  | 1 | 0.024346 |  | 0.024346 | 22.0243 |  |  | * |  |  | None | *
5 | 46-PRPCG9020GO | STEEL G90 20GA WIDTH 44.488",EXTERIOR: CLEAR CONDUCTIVE GLOSS ONLY, INTERIOR:EPOXY | 0 | Purchased Item | Active |  | 1 | 1 |  |  |  | Item | 12.165 | SFT | 100 | 1 | 12.165 | Date |  |  | 2024-09-30 15:41 |  | * | [6 empty] | 12.165 |  | 1 | 20 |  | 0 | 21 |  |  | * |  |  | None | *
4 | - IP-54700 | R-max Polyisocyanurate Foam Board, 2.5lbs/ft3, GRF faced, 2.0” thick, 43 x 120” | 0 | Sub-assembly | Active |  | 10 | 1 |  |  |  | Item | 1 | EA | 100 | 1 | 1 | Date |  |  | 2024-09-30 15:41 |  | * | [6 empty] | 1 |  | 1 | 0 |  | 0 | 17 |  |  | * |  |  | None | *
5 | 35-INSU-RM24312 | R-MAX POLYISOCYANURATE FOAM BOARD, 2.5LBS/FT3, GRF FACED, 2.0” THICK, 43 X 120” | 0 | Purchased Item | Active |  | 1 | 1 |  |  |  | Item | 12.165 | SFT | 100 | 1 | 12.165 | Date |  |  | 2024-09-30 15:41 |  | * | [6 empty] | 12.165 |  | 1 | 15 |  | 0 | 16 |  |  | * |  |  | None | *
4 | - MCYSC4-SMA-54697 | MCYSC4-SMA-54697 | 0 | Sub-assembly | Active |  | 11 | 1 |  |  |  | Item | 3 | EA | 100 | 1 | 3 | Date |  |  | 2024-09-30 15:41 |  | * | [6 empty] | 3 |  | 1 | 0 |  | 0 | 62 |  |  | * |  |  | None | *
5 | 75-NH-3816BPS | 3/8"-16 Distorted-Thread Flange Hex Locknut, Grade G, Black-Phosphate Steel, Mcmaster# 90949A031 | 0 | Purchased Item | Active |  | 1 | 1 |  |  |  | Item | 3 | EA | 100 | 1 | 9 | Date |  |  | 2024-09-30 15:41 |  | * | [6 empty] | 9 |  | 1 | 5 |  | 0 | 6 |  |  | * |  |  | None | *
5 | 76-RCAM-0100 | ROLLER CAM VH 2321S07-R01 #2321S07-R01 | 0 | Purchased Item | Active |  | 4 | 1 |  |  |  | Item | 1 | EA | 100 | 1 | 3 | Date |  |  | 2024-09-30 15:41 |  | * | [6 empty] | 3 |  | 1 | 40 |  | 0 | 41 |  |  | * |  |  | None | *
5 | 76-DOOR-P0003 | TINNERMAN NUT | 0 | Purchased Item | Active |  | 5 | 1 |  |  |  | Item | 1 | EA | 100 | 1 | 3 | Date |  |  | 2024-09-30 15:41 |  | * | [6 empty] | 3 |  | 1 | 30 |  | 0 | 31 |  |  | * |  |  | None | *
5 | 76-HANDLE-0110 | Inside Door Handle - Red Hand Grip #265076-50 | 0 | Purchased Item | Active |  | 7 | 1 |  |  |  | Item | 1 | EA | 100 | 1 | 3 | Date |  |  | 2024-09-30 15:41 |  | * | [6 empty] | 3 |  | 1 | 60 |  | 0 | 61 |  |  | * |  |  | None | *
5 | 76-ARM-2650 | Klimaflex Interlink Arm Allegis P/N 265079-10 | 0 | Purchased Item | Active |  | 9 | 1 |  |  |  | Item | 1 | EA | 100 | 1 | 3 | Date |  |  | 2024-09-30 15:41 |  | * | [6 empty] | 3 |  | 1 | 30 |  | 0 | 31 |  |  | * |  |  | None | *
5 | 76-HOUSING-S75 | KLIMAFLEX LATCH HOUSING 8MM SHAFT FOR 3"DOOR THICKNESS PN 265078-S75 | 0 | Finished Good - Buy | Active |  | 10 | 1 |  |  |  | Item | 1 | EA | 100 | 1 | 3 | Date |  |  | 2024-09-30 15:41 |  | * | [6 empty] | 3 |  | 1 | 40 |  | 0 | 41 |  |  | * |  |  | None | *
5 | 76-HANDLE-0100 | HANDLE STANDARD OUTSWING | 0 | Purchased Item | Active |  | 11 | 1 |  |  |  | Item | 1 | EA | 100 | 1 | 3 | Date |  |  | 2024-09-30 15:41 |  | * | [6 empty] | 3 |  | 1 | 60 |  | 0 | 61 |  |  | * |  |  | None | *
4 | - IP-60453 | 0.063 AL Solid coil 60 | A | Sub-assembly | Active |  | 12 | 1 |  |  |  | Item | 1 | EA | 100 | 1 | 1 | Date |  |  | 2024-09-30 15:41 |  | * | [6 empty] | 1 |  | 1 | 0.064923 |  | 0.064923 | 17.0649 |  |  | * |  |  | None | *
5 | 45-A03C063-60 | ALUMINUM,3003,.063",60" COIL | 0 | Purchased Item | Active |  | 1 | 1 |  |  |  | Item | 0.032 | SFT | 100 | 1 | 0.032 | Date |  |  | 2024-09-30 15:41 |  | * | [6 empty] | 0.032 |  | 1 | 15 |  | 0 | 16 |  |  | * |  |  | None | *
4 | 75-SCWH-14-34 | 1/4-14x3/4" SELF DRILL HEX S.H.W PL | 0 | Purchased Item | Active |  | 13 | 1 |  |  |  | Item | 2 | EA | 100 | 1 | 2 | Date |  |  | 2024-09-30 15:41 |  | * | [6 empty] | 2 |  | 1 | 20 |  | 0 | 21 |  |  | * |  |  | None | *
4 | - MCYS06-SVA-66265 | SUB ASSY VIRTUAL PARTS DOORS | 0 | Phantom item | Active |  | 14 | 1 |  |  |  | Item | 1 | EA | 100 | 1 | 1 | Date |  |  | 2024-09-30 15:41 |  | * | [6 empty] | 1 |  | 1 | 0 |  | 0 | 32 |  |  | * |  |  | None
5 | 85-ADH-3M-740G2 | 3M HYBRID SEALANT 740 (GRAY), 290ML. CASTRIDGE | 0 | Purchased Item | Active |  | 1 | 1 |  |  |  | Item | 1 | EA | 100 | 1 | 1 | Date |  |  | 2024-09-30 15:41 |  | * | [6 empty] | 1 |  | 1 | 30 |  | 0 | 31 |  |  | * |  |  | None | *
5 | 85-GASK-B273BT | SQUARE GASKET 0.5" X 0.38" WATER TIGHT RUBBER SEAL TRIM-LOK P/N: B273BT SINGLE | 0 | Purchased Item | Active |  | 2 | 1 |  |  |  | Item | 35 | FT | 100 | 1 | 35 | Date |  |  | 2024-09-30 15:41 |  | * | [6 empty] | 35 |  | 1 | 5 |  | 0 | 6 |  |  | * |  |  | None | *
5 | 85-ADH-3M-550G | 3M POLYURETHANE ADHESIVE SEALANT 550 FAST CURE GRAY, 10.5 OZ CASTRIDGE | 0 | Purchased Item | Active |  | 3 | 1 |  |  |  | Item | 1 | EA | 100 | 1 | 1 | Date |  |  | 2024-09-30 15:41 |  | * | [6 empty] | 1 |  | 1 | 30 |  | 0 | 31 |  |  | * |  |  | None | *
3 | - MCYS06-SMA-66217 | LABELS DOOR 1 - SUB ASSY | 0 | Sub-assembly | Active |  | 5 | 1 |  |  |  | Item | 1 | EA | 100 | 1 | 1 | Date |  |  | 2024-09-30 15:41 |  | * | [6 empty] | 1 |  | 1 | 0 |  | 0 | 127 |  |  | * |  |  | None | *
4 | 75-BR-146325A | 1/4" DIAMETER, 0.0630"-0.25" MATERIAL THICKNESS, ALUMINUM BLIND RIVET WITH ALUMINUM MANDREL MCMASTER# 97447A651 | 0 | Purchased Item | Active |  | 1 | 1 |  |  |  | Item | 2 | EA | 100 | 1 | 2 | Date |  |  | 2024-09-30 15:41 |  | * | [6 empty] | 2 |  | 1 | 125 |  | 0 | 126 |  |  | * |  |  | None | *
4 | - IP-57849 | ROWMARK ULTRA-MATTES BLACK/WHITE 1/8" ENGRAVING PLASTIC # 342402 | 0 | Sub-assembly | Active |  | 2 | 1 |  |  |  | Item | 1 | EA | 100 | 1 | 1 | Date |  |  | 2024-09-30 15:41 |  | * | [6 empty] | 1 |  | 1 | 0 |  | 0 | 7 |  |  | * |  |  | None | *
5 | 10-HOAL-SS0112 | ROWMARK ULTRA-MATTES BLACK/WHITE 1/8" ENGRAVING PLASTIC # 342402 | 0 | Purchased Item | Active |  | 1 | 1 |  |  |  | Item | 0.1125 | SFT | 100 | 1 | 0.1125 | Date |  |  | 2024-09-30 15:41 |  | * | [6 empty] | 0.1125 |  | 1 | 5 |  | 0 | 6 |  |  | * |  |  | None | *
4 | - IP-57842 | ROWMARK ULTRA-MATTES BLACK/WHITE 1/8" ENGRAVING PLASTIC # 342402 | 0 | Sub-assembly | Active |  | 4 | 1 |  |  |  | Item | 1 | EA | 100 | 1 | 1 | Date |  |  | 2024-09-30 15:41 |  | * | [6 empty] | 1 |  | 1 | 0 |  | 0 | 7 |  |  | * |  |  | None | *
5 | 10-HOAL-SS0112 | ROWMARK ULTRA-MATTES BLACK/WHITE 1/8" ENGRAVING PLASTIC # 342402 | 0 | Purchased Item | Active |  | 1 | 1 |  |  |  | Item | 0.1125 | SFT | 100 | 1 | 0.1125 | Date |  |  | 2024-09-30 15:41 |  | * | [6 empty] | 0.1125 |  | 1 | 5 |  | 0 | 6 |  |  | * |  |  | None | *
4 | 10017317P1 | LABEL WARNING DOOR UNDER PRESS | 0 | Purchased Item | Active |  | 5 | 1 |  |  |  | Item | 1 | EA | 100 | 1 | 1 | Date |  |  | 2024-10-12 |  | * | [6 empty] | 1 |  | 1 | 35 |  | 0 | 36 |  |  | * |  |  | None | *
3 | - IP-57641 | C-RG-61, MATERIAL: 16 GA JKT | A | Sub-assembly | Active |  | 6 | 1 |  |  |  | Item | 1 | EA | 100 | 1 | 1 | Date |  |  | 2024-09-30 15:41 |  | * | [6 empty] | 1 |  | 1 | 0.064923 |  | 0.064923 | 17.0649 |  |  | * |  |  | None | *
4 | 45-GALC-0225 | STEEL,JKT,A60,16 GA,60" COIL | 0 | Purchased Item | Active |  | 1 | 1 |  |  |  | Item | 0.822 | SFT | 100 | 1 | 0.822 | Date |  |  | 2024-09-30 15:41 |  | * | [6 empty] | 0.822 |  | 1 | 15 |  | 0 | 16 |  |  | * |  |  | None | *
3 | - MCYSC4-SMA-54723 | DOOR STOP - LEFT JKT 1 | 0 | Sub-assembly | Active |  | 7 | 1 |  |  |  | Item | 1 | EA | 100 | 1 | 1 | Date |  |  | 2024-09-30 15:41 |  | * | [6 empty] | 1 |  | 1 | 0 |  | 0.064923 | 22 |  |  | * |  |  | None | *
4 | 75-RB-11438 | RUBBER BUMPER, RED, 1-1/4" DIA. X 1-1/4” HGT., 3/8"-16 THREADED HOLE, SHORE 85A, MCMASTER 9546K51 | 0 | Purchased Item | Active |  | 1 | 1 |  |  |  | Item | 1 | EA | 100 | 1 | 1 | Date |  |  | 2024-09-30 15:41 |  | * | [6 empty] | 1 |  | 1 | 5 |  | 0 | 6 |  |  | * |  |  | None | *
4 | 75-SCWH-14-114 | 1/4-14x1 1/4" SELF DRILL S.H.W PL | 0 | Purchased Item | Active |  | 2 | 1 |  |  |  | Item | 2 | EA | 100 | 1 | 2 | Date |  |  | 2024-09-30 15:41 |  | * | [6 empty] | 2 |  | 1 | 20 |  | 0 | 21 |  |  | * |  |  | None | *
4 | - IP-54719 | 16ga GA Jkt coil 60 | A | Sub-assembly | Active |  | 3 | 1 |  |  |  | Item | 1 | EA | 100 | 1 | 1 | Date |  |  | 2024-09-30 15:41 |  | * | [6 empty] | 1 |  | 1 | 0.064923 |  | 0.064923 | 17.0649 |  |  | * |  |  | None | *
5 | 45-GALV-0130 | STEEL,JKT,A60,12GA,60X120 | 0 | Purchased Item | Active |  | 100009 | 1 |  |  |  | Item | 0.025 | SFT | 100 | 1 | 0.025 | Date |  |  | 2024-10-15 09:58 |  | * |  |  | WIP_APU-1 |  |  |  | 0.025 |  | 1 | 15 |  | 0 | 16 |  |  | * |  |  | None | *
4 | 75-W-38-LOCK-P | Zinc Plated-Lock Washer-3/8" | 0 | Purchased Item | Active |  | 4 | 1 |  |  |  | Item | 1 | EA | 100 | 1 | 1 | Date |  |  | 2024-09-30 15:41 |  | * | [6 empty] | 1 |  | 1 | 20 |  | 0 | 21 |  |  | * |  |  | None | *
4 | 75-BH-381634-P | 3/8-16X3/4-HEX/BOLT-PLT-G5 | 0 | Purchased Item | Active |  | 5 | 1 |  |  |  | Item | 1 | EA | 100 | 1 | 1 | Date |  |  | 2024-09-30 15:41 |  | * | [6 empty] | 1 |  | 1 | 5 |  | 0 | 6 |  |  | * |  |  | None | *
4 | 75-W-38-FLAT-P | Zinc Plated-Flat Washer-3/8" | 0 | Purchased Item | Active |  | 6 | 1 |  |  |  | Item | 1 | EA | 100 | 1 | 1 | Date |  |  | 2024-09-30 15:41 |  | * | [6 empty] | 1 |  | 1 | 15 |  | 0 | 16 |  |  | * |  |  | None | *
2 | - MCYS06-SMA-66200 | ELI DAMPER WALL 8 | D | Sub-assembly | Active |  | 41 | 1 |  |  |  | Item | 1 | EA | 100 | 1 | 1 | Date |  |  | 2024-09-30 15:41 |  | * | [6 empty] | 1 |  | 1 | 1.0821 |  | 1.147 | 56.0821 |  |  | * |  |  | None | *
3 | - MCYS06-SMA-66201 | ELI DAMPER WALL 8 - SUB ASSY | 0 | Sub-assembly | Active |  | 1 | 1 |  |  |  | Item | 1 | EA | 100 | 1 | 1 | Date |  |  | 2024-09-30 15:41 |  | * | [6 empty] | 1 |  | 1 | 0 |  | 0.064923 | 54 |  |  | * |  |  | None | *
4 | - SHAFT | ZINC PLATED SQUARE BAR 3/8""x72"" | 0 | Sub-assembly | Active |  | 1 | 1 |  |  |  | Item | 1 | EA | 100 | 1 | 1 | Date |  |  | 2024-09-30 15:41 |  | * | [6 empty] | 1 |  | 1 | 0 |  | 0 | 17 |  |  | * |  |  | None | *
5 | 40-SB-3872-ZP | SQUARE BAR - C1018 - ZINC PLATED - 3/8" DIA X 72" | 0 | Purchased Item | Active |  | 1 | 1 |  |  |  | Item | 0.448 | FT | 100 | 1 | 0.448 | Date |  |  | 2024-09-30 15:41 |  | * | [6 empty] | 0.448 |  | 1 | 15 |  | 0 | 16 |  |  | * |  |  | None | *
4 | 75-W-14-FLAT-P | Zinc Plated-Flat Washer-1/4" | 0 | Purchased Item | Active |  | 2 | 1 |  |  |  | Item | 24 | EA | 100 | 1 | 24 | Date |  |  | 2024-09-30 15:41 |  | * | [6 empty] | 24 |  | 1 | 25 |  | 0 | 26 |  |  | * |  |  | None | *
4 | - MCYSC4-SMA-54580 | DAMPER BLADE SUB ASSY 32.6875" | 0 | Sub-assembly | Active |  | 3 | 1 |  |  |  | Item | 5 | EA | 100 | 1 | 5 | Date |  |  | 2024-09-30 15:41 |  | * | [6 empty] | 5 |  | 1 | 0 |  | 0 | 53 |  |  | * |  |  | None | *
5 | - IP-69818 | STEEL,GALV,G90,10GA,48x120 | 0 | Sub-assembly | Active |  | 2 | 1 |  |  |  | Item | 2 | EA | 100 | 1 | 10 | Date |  |  | 2024-09-30 15:41 |  | * | [6 empty] | 10 |  | 1 | 0 |  | 0 | 12 |  |  | * |  |  | None | *
6 | 45-GALV-0305 | STEEL,GALV,G90,10GA,48X120 | 0 | Purchased Item | Active |  | 1 | 1 |  |  |  | Item | 0.012 | SFT | 100 | 1 | 0.12 | Date |  |  | 2024-09-30 15:41 |  | * | [6 empty] | 0.12 |  | 1 | 10 |  | 0 | 11 |  |  | * |  |  | None | *
5 | - IP-54578 | Extruded Aluminum, AF Damper blade, clear anodized, 20' | 0 | Sub-assembly | Active |  | 3 | 1 |  |  |  | Item | 1 | EA | 100 | 1 | 5 | Date |  |  | 2024-09-30 15:41 |  | * | [6 empty] | 5 |  | 1 | 0 |  | 0 | 52 |  |  | * |  |  | None | *
6 | 80-DAMP-0270 | EXTRUDED ALUM. AF DAMPER BLADE. CLEAR ANODIZED. | 0 | Purchased Item | Active |  | 1 | 1 |  |  |  | Item | 2.724 | FT | 100 | 1 | 13.62 | Date |  |  | 2024-09-30 15:41 |  | * | [6 empty] | 13.62 |  | 1 | 50 |  | 0 | 51 |  |  | * |  |  | None | *
5 | - IP-54579 | SINGLE/DOUBLE DAMPER GASKET BULB DAMPER BLADE SEAL #092010A | 0 | Sub-assembly | Active |  | 4 | 1 |  |  |  | Item | 1 | EA | 100 | 1 | 5 | Date |  |  | 2024-09-30 15:41 |  | * | [6 empty] | 5 |  | 1 | 0 |  | 0 | 52 |  |  | * |  |  | None | *
6 | 80-DAMP-092010A | SINGLE/DOUBLE DAMPER GASKET BULB DAMPER BLADE SEAL #092010A | 0 | Purchased Item | Active |  | 1 | 1 |  |  |  | Item | 2.724 | FT | 100 | 1 | 13.62 | Date |  |  | 2024-09-30 15:41 |  | * | [6 empty] | 13.62 |  | 1 | 50 |  | 0 | 51 |  |  | * |  |  | None | *
5 | 75-FAST-0251 | ZINC PLATED - CLEVIS PIN - 1/4" X 1/2" | 0 | Purchased Item | Active |  | 5 | 1 |  |  |  | Item | 2 | EA | 100 | 1 | 10 | Date |  |  | 2024-09-30 15:41 |  | * | [6 empty] | 10 |  | 1 | 15 |  | 0 | 16 |  |  | * |  |  | None | *
5 | - ENDSHAFT | ZINC PLATED SQUARE BAR 3/8""x72"" | 0 | Sub-assembly | Active |  | 6 | 1 |  |  |  | Item | 2 | EA | 100 | 1 | 10 | Date |  |  | 2024-09-30 15:41 |  | * | [6 empty] | 10 |  | 1 | 0 |  | 0 | 17 |  |  | * |  |  | None | *
6 | 40-SB-3872-ZP | SQUARE BAR - C1018 - ZINC PLATED - 3/8" DIA X 72" | 0 | Purchased Item | Active |  | 1 | 1 |  |  |  | Item | 0.25 | FT | 100 | 1 | 2.5 | Date |  |  | 2024-09-30 15:41 |  | * | [6 empty] | 2.5 |  | 1 | 15 |  | 0 | 16 |  |  | * |  |  | None | *
5 | 80-BUSHING-3/8 | BUSHING - NYLON - GALVANIZED G90 - 0.38 DIAMETER - XX.X LENGTH | 0 | Purchased Item | Active |  | 7 | 1 |  |  |  | Item | 2 | EA | 100 | 1 | 10 | Date |  |  | 2024-09-30 15:41 |  | * | [6 empty] | 10 |  | 1 | 40 |  | 0 | 41 |  |  | * |  |  | None | *
4 | - IP-54581 | STEEL,GALV,G90,16 GA,48" COIL | A | Sub-assembly | Active |  | 4 | 1 |  |  |  | Item | 2 | EA | 100 | 1 | 2 | Date |  |  | 2024-09-30 15:41 |  | * | [6 empty] | 2 |  | 1 | 0.064923 |  | 0.064923 | 17.0649 |  |  | * |  |  | None | *
5 | 45-GALC-0250 | STEEL,GALV,G90,16 GA,48" COIL | 0 | Purchased Item | Active |  | 1 | 1 |  |  |  | Item | 1.5 | SFT | 100 | 1 | 3 | Date |  |  | 2024-09-30 15:41 |  | * |  |  | WIP_APU-1 |  |  |  | 3 |  | 1 | 15 |  | 0 | 16 |  |  | * |  |  | None | *
4 | - IP-60414 | STEEL,GALV,G90,16 GA,48" COIL | A | Sub-assembly | Active |  | 5 | 1 |  |  |  | Item | 1 | EA | 100 | 1 | 1 | Date |  |  | 2024-09-30 15:41 |  | * | [6 empty] | 1 |  | 1 | 0.064923 |  | 0.064923 | 17.0649 |  |  | * |  |  | None | *
5 | 45-GALC-0250 | STEEL,GALV,G90,16 GA,48" COIL | 0 | Purchased Item | Active |  | 1 | 1 |  |  |  | Item | 3 | SFT | 100 | 1 | 3 | Date |  |  | 2024-09-30 15:41 |  | * |  |  | WIP_APU-1 |  |  |  | 3 |  | 1 | 15 |  | 0 | 16 |  |  | * |  |  | None | *
4 | - IP-69817 | STEEL,GALV,G90,12GA,48x96 | 0 | Sub-assembly | Active |  | 6 | 1 |  |  |  | Item | 10 | EA | 100 | 1 | 10 | Date |  |  | 2024-09-30 15:41 |  | * | [6 empty] | 10 |  | 1 | 0 |  | 0 | 22 |  |  | * |  |  | None | *
5 | 45-GALV-0310 | STEEL,GALV,G90,12GA,48X96 | 0 | Purchased Item | Active |  | 1 | 1 |  |  |  | Item | 0.025 | SFT | 100 | 1 | 0.25 | Date |  |  | 2024-09-30 15:41 |  | * | [6 empty] | 0.25 |  | 1 | 20 |  | 0 | 21 |  |  | * |  |  | None | *
4 | - MCYSC4-SMA-54583 | DAMPER BLADE SUB ASSY 32.6875" OP2 | 0 | Sub-assembly | Active |  | 8 | 1 |  |  |  | Item | 5 | EA | 100 | 1 | 5 | Date |  |  | 2024-09-30 15:41 |  | * | [6 empty] | 5 |  | 1 | 0 |  | 0 | 53 |  |  | * |  |  | None | *
5 | - IP-69818 | STEEL,GALV,G90,10GA,48x120 | 0 | Sub-assembly | Active |  | 2 | 1 |  |  |  | Item | 2 | EA | 100 | 1 | 10 | Date |  |  | 2024-09-30 15:41 |  | * | [6 empty] | 10 |  | 1 | 0 |  | 0 | 12 |  |  | * |  |  | None | *
6 | 45-GALV-0305 | STEEL,GALV,G90,10GA,48X120 | 0 | Purchased Item | Active |  | 1 | 1 |  |  |  | Item | 0.012 | SFT | 100 | 1 | 0.12 | Date |  |  | 2024-09-30 15:41 |  | * | [6 empty] | 0.12 |  | 1 | 10 |  | 0 | 11 |  |  | * |  |  | None | *
5 | - IP-54578 | Extruded Aluminum, AF Damper blade, clear anodized, 20' | 0 | Sub-assembly | Active |  | 3 | 1 |  |  |  | Item | 1 | EA | 100 | 1 | 5 | Date |  |  | 2024-09-30 15:41 |  | * | [6 empty] | 5 |  | 1 | 0 |  | 0 | 52 |  |  | * |  |  | None | *
6 | 80-DAMP-0270 | EXTRUDED ALUM. AF DAMPER BLADE. CLEAR ANODIZED. | 0 | Purchased Item | Active |  | 1 | 1 |  |  |  | Item | 2.724 | FT | 100 | 1 | 13.62 | Date |  |  | 2024-09-30 15:41 |  | * | [6 empty] | 13.62 |  | 1 | 50 |  | 0 | 51 |  |  | * |  |  | None | *
5 | - IP-54579 | SINGLE/DOUBLE DAMPER GASKET BULB DAMPER BLADE SEAL #092010A | 0 | Sub-assembly | Active |  | 4 | 1 |  |  |  | Item | 1 | EA | 100 | 1 | 5 | Date |  |  | 2024-09-30 15:41 |  | * | [6 empty] | 5 |  | 1 | 0 |  | 0 | 52 |  |  | * |  |  | None | *
6 | 80-DAMP-092010A | SINGLE/DOUBLE DAMPER GASKET BULB DAMPER BLADE SEAL #092010A | 0 | Purchased Item | Active |  | 1 | 1 |  |  |  | Item | 2.724 | FT | 100 | 1 | 13.62 | Date |  |  | 2024-09-30 15:41 |  | * | [6 empty] | 13.62 |  | 1 | 50 |  | 0 | 51 |  |  | * |  |  | None | *
5 | 75-FAST-0251 | ZINC PLATED - CLEVIS PIN - 1/4" X 1/2" | 0 | Purchased Item | Active |  | 5 | 1 |  |  |  | Item | 2 | EA | 100 | 1 | 10 | Date |  |  | 2024-09-30 15:41 |  | * | [6 empty] | 10 |  | 1 | 15 |  | 0 | 16 |  |  | * |  |  | None | *
5 | - ENDSHAFT | ZINC PLATED SQUARE BAR 3/8""x72"" | 0 | Sub-assembly | Active |  | 6 | 1 |  |  |  | Item | 2 | EA | 100 | 1 | 10 | Date |  |  | 2024-09-30 15:41 |  | * | [6 empty] | 10 |  | 1 | 0 |  | 0 | 17 |  |  | * |  |  | None | *
6 | 40-SB-3872-ZP | SQUARE BAR - C1018 - ZINC PLATED - 3/8" DIA X 72" | 0 | Purchased Item | Active |  | 1 | 1 |  |  |  | Item | 0.25 | FT | 100 | 1 | 2.5 | Date |  |  | 2024-09-30 15:41 |  | * | [6 empty] | 2.5 |  | 1 | 15 |  | 0 | 16 |  |  | * |  |  | None | *
5 | 80-BUSHING-3/8 | BUSHING - NYLON - GALVANIZED G90 - 0.38 DIAMETER - XX.X LENGTH | 0 | Purchased Item | Active |  | 7 | 1 |  |  |  | Item | 2 | EA | 100 | 1 | 10 | Date |  |  | 2024-09-30 15:41 |  | * | [6 empty] | 10 |  | 1 | 40 |  | 0 | 41 |  |  | * |  |  | None | *
4 | - IP-69816 | STEEL,GALV,G90,16 GA,48" COIL | 0 | Sub-assembly | Active |  | 9 | 1 |  |  |  | Item | 4 | EA | 100 | 1 | 4 | Date |  |  | 2024-09-30 15:41 |  | * | [6 empty] | 4 |  | 1 | 0 |  | 0 | 17 |  |  | * |  |  | None | *
5 | 45-GALC-0250 | STEEL,GALV,G90,16 GA,48" COIL | 0 | Purchased Item | Active |  | 1 | 1 |  |  |  | Item | 0.04 | SFT | 100 | 1 | 0.16 | Date |  |  | 2024-09-30 15:41 |  | * | [6 empty] | 0.16 |  | 1 | 15 |  | 0 | 16 |  |  | * |  |  | None | *
4 | - IP-54576 | STEEL,GALV,G90,16 GA,48" COIL | A | Sub-assembly | Active |  | 10 | 1 |  |  |  | Item | 2 | EA | 100 | 1 | 2 | Date |  |  | 2024-09-30 15:41 |  | * | [6 empty] | 2 |  | 1 | 0.064923 |  | 0.064923 | 17.0649 |  |  | * |  |  | None | *
5 | 45-GALC-0250 | STEEL,GALV,G90,16 GA,48" COIL | 0 | Purchased Item | Active |  | 1 | 1 |  |  |  | Item | 5 | SFT | 100 | 1 | 10 | Date |  |  | 2024-09-30 15:41 |  | * |  |  | WIP_APU-1 |  |  |  | 10 |  | 1 | 15 |  | 0 | 16 |  |  | * |  |  | None | *
4 | 75-SCWH-14-34 | 1/4-14x3/4" SELF DRILL HEX S.H.W PL | 0 | Purchased Item | Active |  | 11 | 1 |  |  |  | Item | 16 | EA | 100 | 1 | 16 | Date |  |  | 2024-09-30 15:41 |  | * | [6 empty] | 16 |  | 1 | 20 |  | 0 | 21 |  |  | * |  |  | None | *
4 | 75-SWHS-14-34 | #14 X 3/4 S-HWH SMS HRD STL ZN | 0 | Purchased Item | Active |  | 12 | 1 |  |  |  | Item | 12 | EA | 100 | 1 | 12 | Date |  |  | 2024-09-30 15:41 |  | * | [6 empty] | 12 |  | 1 | 20 |  | 0 | 21 |  |  | * |  |  | None | *
4 | - IP-54577 | STEEL,GALV,G90,16 GA,48" COIL | A | Sub-assembly | Active |  | 13 | 1 |  |  |  | Item | 1 | EA | 100 | 1 | 1 | Date |  |  | 2024-09-30 15:41 |  | * | [6 empty] | 1 |  | 1 | 0.064923 |  | 0.064923 | 17.0649 |  |  | * |  |  | None | *
5 | 45-GALC-0250 | STEEL,GALV,G90,16 GA,48" COIL | 0 | Purchased Item | Active |  | 1 | 1 |  |  |  | Item | 3 | SFT | 100 | 1 | 3 | Date |  |  | 2024-09-30 15:41 |  | * |  |  | WIP_APU-1 |  |  |  | 3 |  | 1 | 15 |  | 0 | 16 |  |  | * |  |  | None | *
4 | 75-FAST-0242 | 304 STAINLESS STEEL - COTTER PIN - 1/16" X 1/2" | 0 | Purchased Item | Active |  | 14 | 1 |  |  |  | Item | 24 | EA | 100 | 1 | 24 | Date |  |  | 2024-09-30 15:41 |  | * | [6 empty] | 24 |  | 1 | 5 |  | 0 | 6 |  |  | * |  |  | None | *
4 | - IP-54582 | S/S ARC END SEAL #5/8 HOLE 5-3/4 12' | 0 | Sub-assembly | Active |  | 15 | 1 |  |  |  | Item | 2 | EA | 100 | 1 | 2 | Date |  |  | 2024-09-30 15:41 |  | * | [6 empty] | 2 |  | 1 | 0 |  | 0 | 52 |  |  | * |  |  | None | *
5 | 80-DAMP-0188 | ARC END SEAL - 30 GA. STAINLESS STEEL | 0 | Purchased Item | Active |  | 1 | 1 |  |  |  | Item | 4.896 | FT | 100 | 1 | 9.792 | Date |  |  | 2024-09-30 15:41 |  | * | [6 empty] | 9.792 |  | 1 | 50 |  | 0 | 51 |  |  | * |  |  | None | *
5 | IP-54582_DOC | S/S ARC END SEAL #5/8 HOLE 5-3/4 12' | 0 | Reference Item - Document Management | Active |  | 99999 | 1 |  |  |  | Item | 1 | EA | 100 | 1 | 2 | Date |  |  | 2024-09-30 15:41 |  | * | [6 empty] | 2 |  | 1 | 5 |  | 0 | 5 | [5 empty] | None
4 | - IP-54574 | STEEL,GALV,G90,14 GA,48" COIL | 0 | Sub-assembly | Active |  | 16 | 1 |  |  |  | Item | 4 | EA | 100 | 1 | 4 | Date |  |  | 2024-09-30 15:41 |  | * | [6 empty] | 4 |  | 1 | 0.064923 |  | 0.064923 | 17.0649 |  |  | * |  |  | None | *
5 | 45-GALC-0510 | STEEL,GALV,G90,14 GA,48" COIL | 0 | Purchased Item | Active |  | 1 | 1 |  |  |  | Item | 0.25 | SFT | 100 | 1 | 1 | Date |  |  | 2024-09-30 15:41 |  | * |  |  | WIP_APU-1 |  |  |  | 1 |  | 1 | 15 |  | 0 | 16 |  |  | * |  |  | None | *
5 | IP-54574_DOC | STEEL,GALV,G90,14 GA,48" COIL | 0 | Reference Item - Document Management | Active |  | 99999 | 1 |  |  |  | Item | 1 | EA | 100 | 1 | 4 | Date |  |  | 2024-09-30 15:41 |  | * | [6 empty] | 4 |  | 1 |  |  | 0 | 0 | [5 empty] | None
4 | - MCYS06-SVA-66268 | SUB ASSY VIRTUAL PARTS DAMPERS | 0 | Phantom item | Active |  | 17 | 1 |  |  |  | Item | 1 | EA | 100 | 1 | 1 | Date |  |  | 2024-09-30 15:41 |  | * | [6 empty] | 1 |  | 1 | 0 |  | 0 | 52 |  |  | * |  |  | None
5 | 85-ADH-3M-740G2 | 3M HYBRID SEALANT 740 (GRAY), 290ML. CASTRIDGE | 0 | Purchased Item | Active |  | 1 | 1 |  |  |  | Item | 0.12 | EA | 100 | 1 | 0.12 | Date |  |  | 2024-09-30 15:41 |  | * | [6 empty] | 0.12 |  | 1 | 30 |  | 0 | 31 |  |  | * |  |  | None | *
5 | 85-ADH-LOC-0638 | ADHESIVE LOCTITE 638 | 0 | Purchased Item | Active |  | 2 | 1 |  |  |  | Item | 8.45 | OZ | 100 | 1 | 8.45 | Date |  |  | 2024-09-30 15:41 |  | * | [6 empty] | 8.45 |  | 1 | 50 |  | 0 | 51 |  |  | * |  |  | None | *
5 | 85-ADH-LOC-7649 | PRIMER LOCTITE 7649 #19269 | 0 | Purchased Item | Active |  | 3 | 1 |  |  |  | Item | 0.665 | OZ | 100 | 1 | 0.665 | Date |  |  | 2024-09-30 15:41 |  | * | [6 empty] | 0.665 |  | 1 | 50 |  | 0 | 51 |  |  | * |  |  | None | *
4 | 75-RIVET-0050 | 304 STAINLESS STEEL - POP RIVET - 1/8" X .188-250" LONG | 0 | Purchased Item | Active |  | 18 | 1 |  |  |  | Item | 10 | EA | 100 | 1 | 10 | Date |  |  | 2024-09-30 15:41 |  | * | [6 empty] | 10 |  | 1 | 20 |  | 0 | 21 |  |  | * |  |  | None | *
3 | 75-SCWH-14-114 | 1/4-14x1 1/4" SELF DRILL S.H.W PL | 0 | Purchased Item | Active |  | 3 | 1 |  |  |  | Item | 19 | EA | 100 | 1 | 19 | Date |  |  | 2024-09-30 15:41 |  | * | [6 empty] | 19 |  | 1 | 20 |  | 0 | 21 |  |  | * |  |  | None | *
3 | - IP-68006 | BRACKET FOR ACTUATOR - MSF CYS06 | H | Sub-assembly | Active |  | 4 | 1 |  |  |  | Item | 1 | EA | 100 | 1 | 1 | Date |  |  | 2024-09-30 15:41 |  | * | [6 empty] | 1 |  | 1 | 0.064923 |  | 0.064923 | 17.0649 |  |  | * |  |  | None | *
4 | 45-GALC-0250 | STEEL,GALV,G90,16 GA,48" COIL | 0 | Purchased Item | Active |  | 100009 | 1 |  |  |  | Item | 0.25 | SFT | 100 | 1 | 0.25 | Date |  |  | 2024-10-15 10:23 |  | * |  |  | WIP_APU-1 |  |  |  | 0.25 |  | 1 | 15 |  | 0 | 16 |  |  | * |  |  | None | *
3 | 80-ACT-GBB1611U | ACTUATOR DAMPER | 0 | Purchased Item | Active |  | 5 | 1 |  |  |  | Item | 1 | EA | 100 | 1 | 1 | Date |  |  | 2024-09-30 15:41 |  | * | [6 empty] | 1 |  | 1 | 40 |  | 0 | 41 |  |  | * |  |  | None | *
3 | - IP-57860 | Actuator Label | 0 | Sub-assembly | Active |  | 6 | 1 |  |  |  | Item | 1 | EA | 100 | 1 | 1 | Date |  |  | 2024-09-30 15:41 |  | * | [6 empty] | 1 |  | 1 | 0 |  | 0 | 32 |  |  | * |  |  | None | *
4 | 75-TAGS-23210 | BLANK TAGS, BRASS, ROUND, 1-1/2" X 1-1/2", (25 PK) PN 15Y745 | 0 | Purchased Item | Active |  | 1 | 1 |  |  |  | Item | 1 | EA | 100 | 1 | 1 | Date |  |  | 2024-09-30 15:41 |  | * | [6 empty] | 1 |  | 1 | 30 |  | 0 | 31 |  |  | * |  |  | None | *
3 | 75-RIVET-0050 | 304 STAINLESS STEEL - POP RIVET - 1/8" X .188-250" LONG | 0 | Purchased Item | Active |  | 7 | 1 |  |  |  | Item | 2 | EA | 100 | 1 | 2 | Date |  |  | 2024-09-30 15:41 |  | * | [6 empty] | 2 |  | 1 | 20 |  | 0 | 21 |  |  | * |  |  | None | *
2 | - MCYS06-SMA-66167 | TAMCO DAMPER SUB ASSY 1 | 0 | Sub-assembly | Active |  | 42 | 1 |  |  |  | Item | 1 | EA | 100 | 1 | 1 | Date |  |  | 2024-09-30 15:41 |  | * | [6 empty] | 1 |  | 1 | 0 |  | 0 | 92 |  |  | * |  |  | None | *
3 | 80-TD-907035SC | 70WX35.75H SERIES 9000 OPTION SC, PROFILE NP, OPPOSED BLADE, THERMALLY INSULATED, EXT REAR FLANGE, CFG: 2EF, 1 SP JUMPER BRACKET QUOTE# Q10231580 | 0 | Purchased Item | Active |  | 1 | 1 |  |  |  | Item | 1 | EA | 100 | 1 | 1 | Date |  |  | 2024-09-30 15:41 |  | * | [6 empty] | 1 |  | 1 | 90 |  | 0 | 91 |  |  | * |  |  | None | *
3 | - IP-57856 | Actuator Label | 0 | Sub-assembly | Active |  | 2 | 1 |  |  |  | Item | 1 | EA | 100 | 1 | 1 | Date |  |  | 2024-09-30 15:41 |  | * | [6 empty] | 1 |  | 1 | 0 |  | 0 | 32 |  |  | * |  |  | None | *
4 | 75-TAGS-23210 | BLANK TAGS, BRASS, ROUND, 1-1/2" X 1-1/2", (25 PK) PN 15Y745 | 0 | Purchased Item | Active |  | 1 | 1 |  |  |  | Item | 1 | EA | 100 | 1 | 1 | Date |  |  | 2024-09-30 15:41 |  | * | [6 empty] | 1 |  | 1 | 30 |  | 0 | 31 |  |  | * |  |  | None | *
3 | 80-ACT-GCA1611U | DAMPER ACTUATOR W/FEEDBACK OU | 0 | Purchased Item | Active |  | 4 | 1 |  |  |  | Item | 1 | EA | 100 | 1 | 1 | Date |  |  | 2024-09-30 15:41 |  | * | [6 empty] | 1 |  | 1 | 40 |  | 0 | 41 |  |  | * |  |  | None | *
2 | - MCYS06-SMA-66205 | DUCTO INTERNO 2 ASSY EBS | 0 | Sub-assembly | Active |  | 43 | 1 |  |  |  | Item | 1 | EA | 100 | 1 | 1 | Date |  |  | 2024-09-30 15:41 |  | * | [6 empty] | 1 |  | 1 | 0 |  | 1.147 | 62 |  |  | * |  |  | None | *
3 | 75-SCRW-S142034 | SCREW 1 4 X 20 X 3-4 | 0 | Purchased Item | Active |  | 1 | 1 |  |  |  | Item | 2 | EA | 100 | 1 | 2 | Date |  |  | 2024-09-30 15:41 |  | * | [6 empty] | 2 |  | 1 | 60 |  | 0 | 61 |  |  | * |  |  | None | *
3 | 75-SCWH-14-34 | 1/4-14x3/4" SELF DRILL HEX S.H.W PL | 0 | Purchased Item | Active |  | 2 | 1 |  |  |  | Item | 39 | EA | 100 | 1 | 39 | Date |  |  | 2024-09-30 15:41 |  | * | [6 empty] | 39 |  | 1 | 20 |  | 0 | 21 |  |  | * |  |  | None | *
3 | - MCYSC4-SMA-58558 | INNER Duct-2 | H | Sub-assembly | Active |  | 3 | 1 |  |  |  | Item | 1 | EA | 100 | 1 | 1 | Date |  |  | 2024-09-30 15:41 |  | * | [6 empty] | 1 |  | 1 | 1.0821 |  | 1.147 | 54.0821 |  |  | * |  |  | None | *
4 | - IP-58543 | 16ga GA Brt coil 60 | A | Sub-assembly | Active |  | 15 | 1 |  |  |  | Item | 1 | EA | 100 | 1 | 1 | Date |  |  | 2024-09-30 15:41 |  | * | [6 empty] | 1 |  | 1 | 0.064923 |  | 0.064923 | 12.0649 |  |  | * |  |  | None | *
5 | 45-304L-C0110 | STEEL,304-L S/S,16 GA,60" COIL | 0 | Purchased Item | Active |  | 1 | 1 |  |  |  | Item | 11.333 | SFT | 100 | 1 | 11.333 | Date |  |  | 2024-09-30 15:41 |  | * | [6 empty] | 11.333 |  | 1 | 10 |  | 0 | 11 |  |  | * |  |  | None | *
4 | - IP-58561 | Gasket - Neoprene - 1.00"w x 0.25"t SINGLECOAT FOAM TAPE | 0 | Sub-assembly | Active |  | 16 | 1 |  |  |  | Item | 1 | EA | 100 | 1 | 1 | Date |  |  | 2024-09-30 15:41 |  | * | [6 empty] | 1 |  | 1 | 0 |  | 0 | 52 |  |  | * |  |  | None | *
5 | 85-FOAM-0110 | GASKET - NEOPRENE - 1.00"W X 0.25"T SINGLECOAT FOAM TAPE | 0 | Purchased Item | Active |  | 1 | 1 |  |  |  | Item | 1.208 | FT | 100 | 1 | 1.208 | Date |  |  | 2024-09-30 15:41 |  | * | [6 empty] | 1.208 |  | 1 | 50 |  | 0 | 51 |  |  | * |  |  | None | *
4 | 75-SCWH-14-34SS | 304 STAINLESS STEEL-TEK SCREW-1/4"-14 THREADS PER INCH X 3/4" LONG | 0 | Purchased Item | Active |  | 17 | 1 |  |  |  | Item | 60 | EA | 100 | 1 | 60 | Date |  |  | 2024-09-30 15:41 |  | * | [6 empty] | 60 |  | 1 | 20 |  | 0 | 21 |  |  | * |  |  | None | *
4 | - IP-58559 | Gasket - Neoprene - 1.00"w x 0.25"t SINGLECOAT FOAM TAPE | 0 | Sub-assembly | Active |  | 18 | 1 |  |  |  | Item | 2 | EA | 100 | 1 | 2 | Date |  |  | 2024-09-30 15:41 |  | * | [6 empty] | 2 |  | 1 | 0 |  | 0 | 52 |  |  | * |  |  | None | *
5 | 85-FOAM-0110 | GASKET - NEOPRENE - 1.00"W X 0.25"T SINGLECOAT FOAM TAPE | 0 | Purchased Item | Active |  | 1 | 1 |  |  |  | Item | 11.208 | FT | 100 | 1 | 22.416 | Date |  |  | 2024-09-30 15:41 |  | * | [6 empty] | 22.416 |  | 1 | 50 |  | 0 | 51 |  |  | * |  |  | None | *
4 | - IP-58549 | 16ga GA Brt coil 60 | A | Sub-assembly | Active |  | 19 | 1 |  |  |  | Item | 1 | EA | 100 | 1 | 1 | Date |  |  | 2024-09-30 15:41 |  | * | [6 empty] | 1 |  | 1 | 0.064923 |  | 0.064923 | 12.0649 |  |  | * |  |  | None | *
5 | 45-304L-C0110 | STEEL,304-L S/S,16 GA,60" COIL | 0 | Purchased Item | Active |  | 1 | 1 |  |  |  | Item | 1.75 | SFT | 100 | 1 | 1.75 | Date |  |  | 2024-09-30 15:41 |  | * | [6 empty] | 1.75 |  | 1 | 10 |  | 0 | 11 |  |  | * |  |  | None | *
4 | - IP-58560 | Gasket - Neoprene - 1.00"w x 0.25"t SINGLECOAT FOAM TAPE | 0 | Sub-assembly | Active |  | 20 | 1 |  |  |  | Item | 1 | EA | 100 | 1 | 1 | Date |  |  | 2024-09-30 15:41 |  | * | [6 empty] | 1 |  | 1 | 0 |  | 0 | 52 |  |  | * |  |  | None | *
5 | 85-FOAM-0110 | GASKET - NEOPRENE - 1.00"W X 0.25"T SINGLECOAT FOAM TAPE | 0 | Purchased Item | Active |  | 1 | 1 |  |  |  | Item | 1.042 | FT | 100 | 1 | 1.042 | Date |  |  | 2024-09-30 15:41 |  | * | [6 empty] | 1.042 |  | 1 | 50 |  | 0 | 51 |  |  | * |  |  | None | *
4 | - IP-58545 | 16ga GA Brt coil 60 | A | Sub-assembly | Active |  | 21 | 1 |  |  |  | Item | 1 | EA | 100 | 1 | 1 | Date |  |  | 2024-09-30 15:41 |  | * | [6 empty] | 1 |  | 1 | 0.064923 |  | 0.064923 | 12.0649 |  |  | * |  |  | None | *
5 | 45-304L-C0110 | STEEL,304-L S/S,16 GA,60" COIL | 0 | Purchased Item | Active |  | 1 | 1 |  |  |  | Item | 0.167 | SFT | 100 | 1 | 0.167 | Date |  |  | 2024-09-30 15:41 |  | * | [6 empty] | 0.167 |  | 1 | 10 |  | 0 | 11 |  |  | * |  |  | None | *
4 | - IP-58564 | Gasket - Neoprene - 1.00"w x 0.25"t SINGLECOAT FOAM TAPE | 0 | Sub-assembly | Active |  | 22 | 1 |  |  |  | Item | 1 | EA | 100 | 1 | 1 | Date |  |  | 2024-09-30 15:41 |  | * | [6 empty] | 1 |  | 1 | 0 |  | 0 | 52 |  |  | * |  |  | None | *
5 | 85-FOAM-0110 | GASKET - NEOPRENE - 1.00"W X 0.25"T SINGLECOAT FOAM TAPE | 0 | Purchased Item | Active |  | 1 | 1 |  |  |  | Item | 0.208 | FT | 100 | 1 | 0.208 | Date |  |  | 2024-09-30 15:41 |  | * | [6 empty] | 0.208 |  | 1 | 50 |  | 0 | 51 |  |  | * |  |  | None | *
4 | - IP-58562 | Gasket - Neoprene - 1.00"w x 0.25"t SINGLECOAT FOAM TAPE | 0 | Sub-assembly | Active |  | 23 | 1 |  |  |  | Item | 1 | EA | 100 | 1 | 1 | Date |  |  | 2024-09-30 15:41 |  | * | [6 empty] | 1 |  | 1 | 0 |  | 0 | 52 |  |  | * |  |  | None | *
5 | 85-FOAM-0110 | GASKET - NEOPRENE - 1.00"W X 0.25"T SINGLECOAT FOAM TAPE | 0 | Purchased Item | Active |  | 1 | 1 |  |  |  | Item | 0.849 | FT | 100 | 1 | 0.849 | Date |  |  | 2024-09-30 15:41 |  | * | [6 empty] | 0.849 |  | 1 | 50 |  | 0 | 51 |  |  | * |  |  | None | *
4 | - MCYSC4-SMA-58556 | SABox-2 | 0 | Sub-assembly | Active |  | 24 | 1 |  |  |  | Item | 1 | EA | 100 | 1 | 1 | Date |  |  | 2024-09-30 15:41 |  | * | [6 empty] | 1 |  | 1 | 0 |  | 0.064923 | 13.0649 |  |  | * |  |  | None | *
5 | - IP-58547 | 16ga GA Brt coil 60 | A | Sub-assembly | Active |  | 1 | 1 |  |  |  | Item | 1 | EA | 100 | 1 | 1 | Date |  |  | 2024-09-30 15:41 |  | * | [6 empty] | 1 |  | 1 | 0.064923 |  | 0.064923 | 12.0649 |  |  | * |  |  | None | *
6 | 45-304L-C0110 | STEEL,304-L S/S,16 GA,60" COIL | 0 | Purchased Item | Active |  | 1 | 1 |  |  |  | Item | 1.75 | SFT | 100 | 1 | 1.75 | Date |  |  | 2024-09-30 15:41 |  | * | [6 empty] | 1.75 |  | 1 | 10 |  | 0 | 11 |  |  | * |  |  | None | *
5 | - IP-58553 | 16ga GA Brt coil 60 | A | Sub-assembly | Active |  | 2 | 1 |  |  |  | Item | 1 | EA | 100 | 1 | 1 | Date |  |  | 2024-09-30 15:41 |  | * | [6 empty] | 1 |  | 1 | 0.064923 |  | 0.064923 | 12.0649 |  |  | * |  |  | None | *
6 | 45-304L-C0110 | STEEL,304-L S/S,16 GA,60" COIL | 0 | Purchased Item | Active |  | 1 | 1 |  |  |  | Item | 0.833 | SFT | 100 | 1 | 0.833 | Date |  |  | 2024-09-30 15:41 |  | * | [6 empty] | 0.833 |  | 1 | 10 |  | 0 | 11 |  |  | * |  |  | None | *
5 | - IP-58551 | 16ga GA Brt coil 60 | A | Sub-assembly | Active |  | 3 | 1 |  |  |  | Item | 1 | EA | 100 | 1 | 1 | Date |  |  | 2024-09-30 15:41 |  | * | [6 empty] | 1 |  | 1 | 0.064923 |  | 0.064923 | 12.0649 |  |  | * |  |  | None | *
6 | 45-304L-C0110 | STEEL,304-L S/S,16 GA,60" COIL | 0 | Purchased Item | Active |  | 1 | 1 |  |  |  | Item | 1.25 | SFT | 100 | 1 | 1.25 | Date |  |  | 2024-09-30 15:41 |  | * | [6 empty] | 1.25 |  | 1 | 10 |  | 0 | 11 |  |  | * |  |  | None | *
4 | - IP-58544 | 16ga GA Brt coil 60 | A | Sub-assembly | Active |  | 26 | 1 |  |  |  | Item | 2 | EA | 100 | 1 | 2 | Date |  |  | 2024-09-30 15:41 |  | * | [6 empty] | 2 |  | 1 | 0.064923 |  | 0.064923 | 12.0649 |  |  | * |  |  | None | *
5 | 45-304L-C0110 | STEEL,304-L S/S,16 GA,60" COIL | 0 | Purchased Item | Active |  | 1 | 1 |  |  |  | Item | 0.083 | SFT | 100 | 1 | 0.166 | Date |  |  | 2024-09-30 15:41 |  | * | [6 empty] | 0.166 |  | 1 | 10 |  | 0 | 11 |  |  | * |  |  | None | *
4 | - IP-58542 | 16ga GA Brt coil 60 | A | Sub-assembly | Active |  | 27 | 1 |  |  |  | Item | 1 | EA | 100 | 1 | 1 | Date |  |  | 2024-09-30 15:41 |  | * | [6 empty] | 1 |  | 1 | 0.064923 |  | 0.064923 | 12.0649 |  |  | * |  |  | None | *
5 | 45-304L-C0110 | STEEL,304-L S/S,16 GA,60" COIL | 0 | Purchased Item | Active |  | 1 | 1 |  |  |  | Item | 22.583 | SFT | 100 | 1 | 22.583 | Date |  |  | 2024-09-30 15:41 |  | * | [6 empty] | 22.583 |  | 1 | 10 |  | 0 | 11 |  |  | * |  |  | None | *
4 | - IP-58554 | 16ga GA Brt coil 60 | A | Sub-assembly | Active |  | 28 | 1 |  |  |  | Item | 1 | EA | 100 | 1 | 1 | Date |  |  | 2024-09-30 15:41 |  | * | [6 empty] | 1 |  | 1 | 0.064923 |  | 0.064923 | 12.0649 |  |  | * |  |  | None | *
5 | 45-304L-C0110 | STEEL,304-L S/S,16 GA,60" COIL | 0 | Purchased Item | Active |  | 1 | 1 |  |  |  | Item | 1.083 | SFT | 100 | 1 | 1.083 | Date |  |  | 2024-09-30 15:41 |  | * | [6 empty] | 1.083 |  | 1 | 10 |  | 0 | 11 |  |  | * |  |  | None | *
4 | 75-RIVET-0050 | 304 STAINLESS STEEL - POP RIVET - 1/8" X .188-250" LONG | 0 | Purchased Item | Active |  | 29 | 1 |  |  |  | Item | 6 | EA | 100 | 1 | 6 | Date |  |  | 2024-09-30 15:41 |  | * | [6 empty] | 6 |  | 1 | 20 |  | 0 | 21 |  |  | * |  |  | None | *
3 | 75-W-14-BN1434S | 304 Stainless Steel-Neoprene Washer-0.275"ID - 5/8"OD | 0 | Purchased Item | Active |  | 4 | 1 |  |  |  | Item | 33 | EA | 100 | 1 | 33 | Date |  |  | 2024-09-30 15:41 |  | * | [6 empty] | 33 |  | 1 | 5 |  | 0 | 6 |  |  | * |  |  | None | *
2 | - MCYS06-SMA-66128 | FOAM DOOR SUB ASSY 2 | 0 | Sub-assembly | Active |  | 44 | 1 |  |  |  | Item | 1 | EA | 100 | 1 | 1 | Date |  |  | 2024-09-30 15:41 |  | * | [6 empty] | 1 |  | 1 | 0 |  | 2.9486 | 128 |  |  | * |  |  | None | *
3 | - MCYS06-SMA-66146 | DOOR 2 - INSTALLATION HARDWARE | 0 | Sub-assembly | Active |  | 1 | 1 |  |  |  | Item | 1 | EA | 100 | 1 | 1 | Date |  |  | 2024-09-30 15:41 |  | * | [6 empty] | 1 |  | 1 | 0 |  | 0 | 42 |  |  | * |  |  | None | *
4 | 75-SCWR-818-34 | SELF DRILLING SCREW 8-18, 3/4" LENGTH, ZINC PLATED PAN HEAD PHILLIPS, PART NO. 94060A197 | 0 | Purchased Item | Active |  | 1 | 1 |  |  |  | Item | 24 | EA | 100 | 1 | 24 | Date |  |  | 2024-09-30 15:41 |  | * | [6 empty] | 24 |  | 1 | 40 |  | 0 | 41 |  |  | * |  |  | None | *
4 | 75-SCWH-14-114 | 1/4-14x1 1/4" SELF DRILL S.H.W PL | 0 | Purchased Item | Active |  | 2 | 1 |  |  |  | Item | 33 | EA | 100 | 1 | 33 | Date |  |  | 2024-09-30 15:41 |  | * | [6 empty] | 33 |  | 1 | 20 |  | 0 | 21 |  |  | * |  |  | None | *
3 | - MCYSC4-SMA-54705 | DOOR FOAM MAIN ASSY - 1302 - 25" x 72" - OR | A | Sub-assembly | Active |  | 2 | 1 |  |  |  | Item | 1 | EA | 100 | 1 | 1 | Date |  |  | 2024-09-30 15:41 |  | * | [6 empty] | 1 |  | 1 | 2.8837 |  | 2.9486 | 65.8837 |  |  | * |  |  | None | *
4 | - MCYSC4-SMA-54693 | BOOM FOAM EXTERNAL FRAME SUB ASSY | 0 | Sub-assembly | Active |  | 1 | 1 |  |  |  | Item | 1 | EA | 100 | 1 | 1 | Date |  |  | 2024-09-30 15:41 |  | * | [6 empty] | 1 |  | 1 | 0 |  | 0 | 53 |  |  | * |  |  | None | *
5 | - IP-54692 | 3'' EXT. AL. DOOR FRAME,B) GRAY COATED, DIE # 12005 | 0 | Sub-assembly | Active |  | 1 | 1 |  |  |  | Item | 2 | EA | 100 | 1 | 2 | Date |  |  | 2024-09-30 15:41 |  | * | [6 empty] | 2 |  | 1 | 0 |  | 0 | 52 |  |  | * |  |  | None | *
6 | 76-AD-12005G | 3" EXT.AL.DOOR FRAME,(B)GRAY COATED, DIE# 12005 | 0 | Purchased Item | Active |  | 1 | 1 |  |  |  | Item | 6.464 | FT | 100 | 1 | 12.928 | Date |  |  | 2024-09-30 15:41 |  | * | [6 empty] | 12.928 |  | 1 | 50 |  | 0 | 51 |  |  | * |  |  | None | *
5 | - IP-54691 | 3" EXT.AL.DOOR FRAME,(B)Gray Coated, Die# 12005 | 0 | Sub-assembly | Active |  | 2 | 1 |  |  |  | Item | 2 | EA | 100 | 1 | 2 | Date |  |  | 2024-09-30 15:41 |  | * | [6 empty] | 2 |  | 1 | 0 |  | 0 | 52 |  |  | * |  |  | None | *
6 | 76-AD-12005G | 3" EXT.AL.DOOR FRAME,(B)GRAY COATED, DIE# 12005 | 0 | Purchased Item | Active |  | 1 | 1 |  |  |  | Item | 2.547 | FT | 100 | 1 | 5.094 | Date |  |  | 2024-09-30 15:41 |  | * | [6 empty] | 5.094 |  | 1 | 50 |  | 0 | 51 |  |  | * |  |  | None | *
5 | 75-SCW-6201 | #6-20 X 1" SQUARE PAN HEAD SELF DRILLING SCREW 410 STAINLESS STEEL #2 POINT EPOXY PN 0176160 | 0 | Purchased Item | Active |  | 3 | 1 |  |  |  | Item | 8 | EA | 100 | 1 | 8 | Date |  |  | 2024-09-30 15:41 |  | * | [6 empty] | 8 |  | 1 | 20 |  | 0 | 21 |  |  | * |  |  | None | *
4 | - IP-54701 | Aluminum 5052,0.040GA Width 45.748" EXTERIOR: Clear Conductive Gloss Only, HEAVY EMBOSSED; INTERIOR: Epoxy primer | 0 | Sub-assembly | Active |  | 2 | 1 |  |  |  | Item | 1 | EA | 100 | 1 | 1 | Date |  |  | 2024-09-30 15:41 |  | * | [6 empty] | 1 |  | 1 | 0.024346 |  | 0.024346 | 17.0243 |  |  | * |  |  | None | *
5 | 46-PRPCAL040EG1 | ALUMINUM 5052,0.040GA WIDTH 45.748" EXTERIOR: CLEAR CONDUCTIVE GLOSS ONLY, HEAVY EMBOSSED; INTERIOR: EPOXY PRIMER | 0 | Purchased Item | Active |  | 1 | 1 |  |  |  | Item | 12.165 | SFT | 100 | 1 | 12.165 | Date |  |  | 2024-09-30 15:41 |  | * | [6 empty] | 12.165 |  | 1 | 15 |  | 0 | 16 |  |  | * |  |  | None | *
4 | - 7-PIN HANDLE OUT-SWING RIGHT | 7-PIN HANDLE OUT-SWING RIGHT - SUB ASSY | 0 | Phantom item | Active |  | 3 | 1 |  |  |  | Item | 1 | EA | 100 | 1 | 1 | Date |  |  | 2024-09-30 15:41 |  | * | [6 empty] | 1 |  | 1 | 0 |  | 0 | 62 |  |  | * |  |  | None
5 | 76-HAND-1819 | HANDLE DEFEATER | 0 | Purchased Item | Active |  | 2 | 1 |  |  |  | Item | 1 | EA | 100 | 1 | 1 | Date |  |  | 2024-09-30 15:41 |  | * | [6 empty] | 1 |  | 1 | 30 |  | 0 | 31 |  |  | * |  |  | None | *
5 | 76-HANDLE-0110 | Inside Door Handle - Red Hand Grip #265076-50 | 0 | Purchased Item | Active |  | 3 | 1 |  |  |  | Item | 1 | EA | 100 | 1 | 1 | Date |  |  | 2024-09-30 15:41 |  | * | [6 empty] | 1 |  | 1 | 60 |  | 0 | 61 |  |  | * |  |  | None | *
5 | 76-ROLLER-698 | LONG ROLLER CAM FOR .313 SHAFT, BLACK PLASTIC | 0 | Purchased Item | Active |  | 4 | 1 |  |  |  | Item | 1 | EA | 100 | 1 | 1 | Date |  |  | 2024-09-30 15:41 |  | * | [6 empty] | 1 |  | 1 | 40 |  | 0 | 41 |  |  | * |  |  | None | *
4 | - MCYSC4-SMA-54690 | HINGE SUB ASSY - FOAM DOOR | 0 | Sub-assembly | Active |  | 4 | 1 |  |  |  | Item | 4 | EA | 100 | 1 | 4 | Date |  |  | 2024-09-30 15:41 |  | * | [6 empty] | 4 |  | 1 | 0 |  | 0 | 32 |  |  | * |  |  | None | *
5 | 76-HING-AC0210 | Part of Assembly ALLEGIS HINGE #AC0210-T2 | 0 | Purchased Item | Active |  | 1 | 1 |  |  |  | Item | 1 | EA | 100 | 1 | 4 | Date |  |  | 2024-09-30 15:41 |  | * | [6 empty] | 4 |  | 1 | 30 |  | 0 | 31 |  |  | * |  |  | None | *
5 | 75-BPH-142012 | 1/4"-20 X 1/2", 410 STAINLESS STEEL THREAD-CUTTING SCREW, PHILLIPS HEAD # 98273A355 | 0 | Purchased Item | Active |  | 2 | 1 |  |  |  | Item | 6 | EA | 100 | 1 | 24 | Date |  |  | 2024-09-30 15:41 |  | * | [6 empty] | 24 |  | 1 | 25 |  | 0 | 26 |  |  | * |  |  | None | *
4 | - IP-54702 | Steel G90 20GA Width 44.488",EXTERIOR: Clear Conductive Gloss Only, INTERIOR:Epoxy | 0 | Sub-assembly | Active |  | 5 | 1 |  |  |  | Item | 1 | EA | 100 | 1 | 1 | Date |  |  | 2024-09-30 15:41 |  | * | [6 empty] | 1 |  | 1 | 0.024346 |  | 0.024346 | 22.0243 |  |  | * |  |  | None | *
5 | 46-PRPCG9020GO | STEEL G90 20GA WIDTH 44.488",EXTERIOR: CLEAR CONDUCTIVE GLOSS ONLY, INTERIOR:EPOXY | 0 | Purchased Item | Active |  | 1 | 1 |  |  |  | Item | 12.165 | SFT | 100 | 1 | 12.165 | Date |  |  | 2024-09-30 15:41 |  | * | [6 empty] | 12.165 |  | 1 | 20 |  | 0 | 21 |  |  | * |  |  | None | *
4 | - IP-54700 | R-max Polyisocyanurate Foam Board, 2.5lbs/ft3, GRF faced, 2.0” thick, 43 x 120” | 0 | Sub-assembly | Active |  | 6 | 1 |  |  |  | Item | 1 | EA | 100 | 1 | 1 | Date |  |  | 2024-09-30 15:41 |  | * | [6 empty] | 1 |  | 1 | 0 |  | 0 | 17 |  |  | * |  |  | None | *
5 | 35-INSU-RM24312 | R-MAX POLYISOCYANURATE FOAM BOARD, 2.5LBS/FT3, GRF FACED, 2.0” THICK, 43 X 120” | 0 | Purchased Item | Active |  | 1 | 1 |  |  |  | Item | 12.165 | SFT | 100 | 1 | 12.165 | Date |  |  | 2024-09-30 15:41 |  | * | [6 empty] | 12.165 |  | 1 | 15 |  | 0 | 16 |  |  | * |  |  | None | *
4 | - MCYSC4-SMA-54697 | MCYSC4-SMA-54697 | 0 | Sub-assembly | Active |  | 7 | 1 |  |  |  | Item | 3 | EA | 100 | 1 | 3 | Date |  |  | 2024-09-30 15:41 |  | * | [6 empty] | 3 |  | 1 | 0 |  | 0 | 62 |  |  | * |  |  | None | *
5 | 75-NH-3816BPS | 3/8"-16 Distorted-Thread Flange Hex Locknut, Grade G, Black-Phosphate Steel, Mcmaster# 90949A031 | 0 | Purchased Item | Active |  | 1 | 1 |  |  |  | Item | 3 | EA | 100 | 1 | 9 | Date |  |  | 2024-09-30 15:41 |  | * | [6 empty] | 9 |  | 1 | 5 |  | 0 | 6 |  |  | * |  |  | None | *
5 | 76-RCAM-0100 | ROLLER CAM VH 2321S07-R01 #2321S07-R01 | 0 | Purchased Item | Active |  | 4 | 1 |  |  |  | Item | 1 | EA | 100 | 1 | 3 | Date |  |  | 2024-09-30 15:41 |  | * | [6 empty] | 3 |  | 1 | 40 |  | 0 | 41 |  |  | * |  |  | None | *
5 | 76-DOOR-P0003 | TINNERMAN NUT | 0 | Purchased Item | Active |  | 5 | 1 |  |  |  | Item | 1 | EA | 100 | 1 | 3 | Date |  |  | 2024-09-30 15:41 |  | * | [6 empty] | 3 |  | 1 | 30 |  | 0 | 31 |  |  | * |  |  | None | *
5 | 76-HANDLE-0110 | Inside Door Handle - Red Hand Grip #265076-50 | 0 | Purchased Item | Active |  | 7 | 1 |  |  |  | Item | 1 | EA | 100 | 1 | 3 | Date |  |  | 2024-09-30 15:41 |  | * | [6 empty] | 3 |  | 1 | 60 |  | 0 | 61 |  |  | * |  |  | None | *
5 | 76-ARM-2650 | Klimaflex Interlink Arm Allegis P/N 265079-10 | 0 | Purchased Item | Active |  | 9 | 1 |  |  |  | Item | 1 | EA | 100 | 1 | 3 | Date |  |  | 2024-09-30 15:41 |  | * | [6 empty] | 3 |  | 1 | 30 |  | 0 | 31 |  |  | * |  |  | None | *
5 | 76-HOUSING-S75 | KLIMAFLEX LATCH HOUSING 8MM SHAFT FOR 3"DOOR THICKNESS PN 265078-S75 | 0 | Finished Good - Buy | Active |  | 10 | 1 |  |  |  | Item | 1 | EA | 100 | 1 | 3 | Date |  |  | 2024-09-30 15:41 |  | * | [6 empty] | 3 |  | 1 | 40 |  | 0 | 41 |  |  | * |  |  | None | *
5 | 76-HANDLE-0100 | HANDLE STANDARD OUTSWING | 0 | Purchased Item | Active |  | 11 | 1 |  |  |  | Item | 1 | EA | 100 | 1 | 3 | Date |  |  | 2024-09-30 15:41 |  | * | [6 empty] | 3 |  | 1 | 60 |  | 0 | 61 |  |  | * |  |  | None | *
4 | - MCYSC4-SMA-54696 | BOOM FOAM INTERNAL FRAME SUB ASSY | 0 | Sub-assembly | Active |  | 8 | 1 |  |  |  | Item | 1 | EA | 100 | 1 | 1 | Date |  |  | 2024-09-30 15:41 |  | * | [6 empty] | 1 |  | 1 | 0 |  | 0 | 53 |  |  | * |  |  | None | *
5 | - IP-54694 | 3" AL.DOOR FRAME,(A)Gray Coated, Die# 12003 | 0 | Sub-assembly | Active |  | 1 | 1 |  |  |  | Item | 2 | EA | 100 | 1 | 2 | Date |  |  | 2024-09-30 15:41 |  | * | [6 empty] | 2 |  | 1 | 0 |  | 0 | 52 |  |  | * |  |  | None | *
6 | 76-AD-12003G | 3" AL.DOOR FRAME,(A)GRAY COATED, DIE# 12003 | 0 | Purchased Item | Active |  | 1 | 1 |  |  |  | Item | 2.307 | FT | 100 | 1 | 4.614 | Date |  |  | 2024-09-30 15:41 |  | * | [6 empty] | 4.614 |  | 1 | 50 |  | 0 | 51 |  |  | * |  |  | None | *
5 | - IP-54695 | 3" AL.DOOR FRAME,(A)Gray Coated, Die# 12003 | 0 | Sub-assembly | Active |  | 2 | 1 |  |  |  | Item | 2 | EA | 100 | 1 | 2 | Date |  |  | 2024-09-30 15:41 |  | * | [6 empty] | 2 |  | 1 | 0 |  | 0 | 52 |  |  | * |  |  | None | *
6 | 76-AD-12003G | 3" AL.DOOR FRAME,(A)GRAY COATED, DIE# 12003 | 0 | Purchased Item | Active |  | 1 | 1 |  |  |  | Item | 6.224 | FT | 100 | 1 | 12.448 | Date |  |  | 2024-09-30 15:41 |  | * | [6 empty] | 12.448 |  | 1 | 50 |  | 0 | 51 |  |  | * |  |  | None | *
5 | 75-SCW-6201 | #6-20 X 1" SQUARE PAN HEAD SELF DRILLING SCREW 410 STAINLESS STEEL #2 POINT EPOXY PN 0176160 | 0 | Purchased Item | Active |  | 3 | 1 |  |  |  | Item | 8 | EA | 100 | 1 | 8 | Date |  |  | 2024-09-30 15:41 |  | * | [6 empty] | 8 |  | 1 | 20 |  | 0 | 21 |  |  | * |  |  | None | *
4 | - IP-60453 | 0.063 AL Solid coil 60 | A | Sub-assembly | Active |  | 9 | 1 |  |  |  | Item | 1 | EA | 100 | 1 | 1 | Date |  |  | 2024-09-30 15:41 |  | * | [6 empty] | 1 |  | 1 | 0.064923 |  | 0.064923 | 17.0649 |  |  | * |  |  | None | *
5 | 45-A03C063-60 | ALUMINUM,3003,.063",60" COIL | 0 | Purchased Item | Active |  | 1 | 1 |  |  |  | Item | 0.032 | SFT | 100 | 1 | 0.032 | Date |  |  | 2024-09-30 15:41 |  | * | [6 empty] | 0.032 |  | 1 | 15 |  | 0 | 16 |  |  | * |  |  | None | *
4 | 75-SCWH-14-34 | 1/4-14x3/4" SELF DRILL HEX S.H.W PL | 0 | Purchased Item | Active |  | 10 | 1 |  |  |  | Item | 2 | EA | 100 | 1 | 2 | Date |  |  | 2024-09-30 15:41 |  | * | [6 empty] | 2 |  | 1 | 20 |  | 0 | 21 |  |  | * |  |  | None | *
4 | - MCYS06-SVA-66271 | SUB ASSY VIRTUAL PARTS DOORS | 0 | Phantom item | Active |  | 11 | 1 |  |  |  | Item | 1 | EA | 100 | 1 | 1 | Date |  |  | 2024-09-30 15:41 |  | * | [6 empty] | 1 |  | 1 | 0 |  | 0 | 32 |  |  | * |  |  | None
5 | 85-ADH-3M-740G2 | 3M HYBRID SEALANT 740 (GRAY), 290ML. CASTRIDGE | 0 | Purchased Item | Active |  | 1 | 1 |  |  |  | Item | 1 | EA | 100 | 1 | 1 | Date |  |  | 2024-09-30 15:41 |  | * | [6 empty] | 1 |  | 1 | 30 |  | 0 | 31 |  |  | * |  |  | None | *
5 | 85-GASK-B273BT | SQUARE GASKET 0.5" X 0.38" WATER TIGHT RUBBER SEAL TRIM-LOK P/N: B273BT SINGLE | 0 | Purchased Item | Active |  | 2 | 1 |  |  |  | Item | 35 | FT | 100 | 1 | 35 | Date |  |  | 2024-09-30 15:41 |  | * | [6 empty] | 35 |  | 1 | 5 |  | 0 | 6 |  |  | * |  |  | None | *
5 | 85-ADH-3M-550G | 3M POLYURETHANE ADHESIVE SEALANT 550 FAST CURE GRAY, 10.5 OZ CASTRIDGE | 0 | Purchased Item | Active |  | 3 | 1 |  |  |  | Item | 1 | EA | 100 | 1 | 1 | Date |  |  | 2024-09-30 15:41 |  | * | [6 empty] | 1 |  | 1 | 30 |  | 0 | 31 |  |  | * |  |  | None | *
3 | - IP-59294 | 16ga GA Brt coil 60 | L | Sub-assembly | Active |  | 3 | 1 |  |  |  | Item | 2 | EA | 100 | 1 | 2 | Date |  |  | 2024-09-30 15:41 |  | * | [6 empty] | 2 |  | 1 | 0.064923 |  | 0.064923 | 17.0649 |  |  | * |  |  | None | *
4 | 45-GALC-0275 | STEEL,GALV,G90,16 GA,60" COIL | 0 | Purchased Item | Active |  | 1 | 1 |  |  |  | Item | 0.98171 | SFT | 100 | 1 | 1.9634 | Date |  |  | 2024-09-30 15:41 |  | * | [6 empty] | 1.9634 |  | 1 | 15 |  | 0 | 16 |  |  | * |  |  | None | *
4 | IP-59294_DOC | 16ga GA Brt coil 60 | 0 | Reference Item - Document Management | Active |  | 8 | 1 |  |  |  | Item | 1 | EA | 100 | 1 | 2 | Date |  |  | 2024-09-30 15:41 |  | * | [6 empty] | 2 |  | 1 |  |  | 0 | 0 | [5 empty] | None
3 | - IP-59293 | 16ga GA Brt coil 60 | L | Sub-assembly | Active |  | 4 | 1 |  |  |  | Item | 2 | EA | 100 | 1 | 2 | Date |  |  | 2024-09-30 15:41 |  | * | [6 empty] | 2 |  | 1 | 0.064923 |  | 0.064923 | 41.0649 |  |  | * |  |  | None | *
4 | 45-GALC-0275 | STEEL,GALV,G90,16 GA,60" COIL | 0 | Purchased Item | Active |  | 1 | 1 |  |  |  | Item | 2.4518 | SFT | 100 | 1 | 4.9036 | Date |  |  | 2024-09-30 15:41 |  | * | [6 empty] | 4.9036 |  | 1 | 15 |  | 0 | 16 |  |  | * |  |  | None | *
4 | IP-59293_DOC | 16ga GA Brt coil 60 | 0 | Reference Item - Document Management | Active |  | 7 | 1 |  |  |  | Item | 1 | EA | 100 | 1 | 2 | Date |  |  | 2024-09-30 15:41 |  | * | [6 empty] | 2 |  | 1 | 40 |  | 0 | 40 | [5 empty] | None
3 | - MCYSC4-SMA-54725 | DOOR STOP - RIGHT JKT 1 | 0 | Sub-assembly | Active |  | 5 | 1 |  |  |  | Item | 1 | EA | 100 | 1 | 1 | Date |  |  | 2024-09-30 15:41 |  | * | [6 empty] | 1 |  | 1 | 0 |  | 0.064923 | 22 |  |  | * |  |  | None | *
4 | 75-RB-11438 | RUBBER BUMPER, RED, 1-1/4" DIA. X 1-1/4” HGT., 3/8"-16 THREADED HOLE, SHORE 85A, MCMASTER 9546K51 | 0 | Purchased Item | Active |  | 1 | 1 |  |  |  | Item | 1 | EA | 100 | 1 | 1 | Date |  |  | 2024-09-30 15:41 |  | * | [6 empty] | 1 |  | 1 | 5 |  | 0 | 6 |  |  | * |  |  | None | *
4 | 75-SCWH-14-114 | 1/4-14x1 1/4" SELF DRILL S.H.W PL | 0 | Purchased Item | Active |  | 2 | 1 |  |  |  | Item | 2 | EA | 100 | 1 | 2 | Date |  |  | 2024-09-30 15:41 |  | * | [6 empty] | 2 |  | 1 | 20 |  | 0 | 21 |  |  | * |  |  | None | *
4 | - IP-54721 | 16ga GA Jkt coil 60 | A | Sub-assembly | Active |  | 3 | 1 |  |  |  | Item | 1 | EA | 100 | 1 | 1 | Date |  |  | 2024-09-30 15:41 |  | * | [6 empty] | 1 |  | 1 | 0.064923 |  | 0.064923 | 17.0649 |  |  | * |  |  | None | *
5 | 45-GALV-0130 | STEEL,JKT,A60,12GA,60X120 | 0 | Purchased Item | Active |  | 100009 | 1 |  |  |  | Item | 0.25 | SFT | 100 | 1 | 0.25 | Date |  |  | 2024-10-15 09:59 |  | * |  |  | WIP_APU-1 |  |  |  | 0.25 |  | 1 | 15 |  | 0 | 16 |  |  | * |  |  | None | *
4 | 75-W-38-LOCK-P | Zinc Plated-Lock Washer-3/8" | 0 | Purchased Item | Active |  | 4 | 1 |  |  |  | Item | 1 | EA | 100 | 1 | 1 | Date |  |  | 2024-09-30 15:41 |  | * | [6 empty] | 1 |  | 1 | 20 |  | 0 | 21 |  |  | * |  |  | None | *
4 | 75-BH-381634-P | 3/8-16X3/4-HEX/BOLT-PLT-G5 | 0 | Purchased Item | Active |  | 5 | 1 |  |  |  | Item | 1 | EA | 100 | 1 | 1 | Date |  |  | 2024-09-30 15:41 |  | * | [6 empty] | 1 |  | 1 | 5 |  | 0 | 6 |  |  | * |  |  | None | *
4 | 75-W-38-FLAT-P | Zinc Plated-Flat Washer-3/8" | 0 | Purchased Item | Active |  | 6 | 1 |  |  |  | Item | 1 | EA | 100 | 1 | 1 | Date |  |  | 2024-09-30 15:41 |  | * | [6 empty] | 1 |  | 1 | 15 |  | 0 | 16 |  |  | * |  |  | None | *
3 | - MCYS06-SMA-66218 | LABELS DOOR 2 - SUB ASSY | 0 | Sub-assembly | Active |  | 6 | 1 |  |  |  | Item | 1 | EA | 100 | 1 | 1 | Date |  |  | 2024-09-30 15:41 |  | * | [6 empty] | 1 |  | 1 | 0 |  | 0 | 127 |  |  | * |  |  | None | *
4 | 75-BR-146325A | 1/4" DIAMETER, 0.0630"-0.25" MATERIAL THICKNESS, ALUMINUM BLIND RIVET WITH ALUMINUM MANDREL MCMASTER# 97447A651 | 0 | Purchased Item | Active |  | 1 | 1 |  |  |  | Item | 2 | EA | 100 | 1 | 2 | Date |  |  | 2024-09-30 15:41 |  | * | [6 empty] | 2 |  | 1 | 125 |  | 0 | 126 |  |  | * |  |  | None | *
4 | - IP-57843 | ROWMARK ULTRA-MATTES BLACK/WHITE 1/8" ENGRAVING PLASTIC # 342402 | 0 | Sub-assembly | Active |  | 3 | 1 |  |  |  | Item | 1 | EA | 100 | 1 | 1 | Date |  |  | 2024-09-30 15:41 |  | * | [6 empty] | 1 |  | 1 | 0 |  | 0 | 7 |  |  | * |  |  | None | *
5 | 10-HOAL-SS0112 | ROWMARK ULTRA-MATTES BLACK/WHITE 1/8" ENGRAVING PLASTIC # 342402 | 0 | Purchased Item | Active |  | 1 | 1 |  |  |  | Item | 0.1125 | SFT | 100 | 1 | 0.1125 | Date |  |  | 2024-09-30 15:41 |  | * | [6 empty] | 0.1125 |  | 1 | 5 |  | 0 | 6 |  |  | * |  |  | None | *
4 | - IP-57850 | ROWMARK ULTRA-MATTES BLACK/WHITE 1/8" ENGRAVING PLASTIC # 342402 | 0 | Sub-assembly | Active |  | 4 | 1 |  |  |  | Item | 1 | EA | 100 | 1 | 1 | Date |  |  | 2024-09-30 15:41 |  | * | [6 empty] | 1 |  | 1 | 0 |  | 0 | 7 |  |  | * |  |  | None | *
5 | 10-HOAL-SS0112 | ROWMARK ULTRA-MATTES BLACK/WHITE 1/8" ENGRAVING PLASTIC # 342402 | 0 | Purchased Item | Active |  | 1 | 1 |  |  |  | Item | 0.1125 | SFT | 100 | 1 | 0.1125 | Date |  |  | 2024-09-30 15:41 |  | * | [6 empty] | 0.1125 |  | 1 | 5 |  | 0 | 6 |  |  | * |  |  | None | *
4 | 10017317P1 | LABEL WARNING DOOR UNDER PRESS | 0 | Purchased Item | Active |  | 5 | 1 |  |  |  | Item | 1 | EA | 100 | 1 | 1 | Date |  |  | 2024-10-12 |  | * | [6 empty] | 1 |  | 1 | 35 |  | 0 | 36 |  |  | * |  |  | None | *
3 | - IP-57641 | C-RG-61, MATERIAL: 16 GA JKT | A | Sub-assembly | Active |  | 7 | 1 |  |  |  | Item | 1 | EA | 100 | 1 | 1 | Date |  |  | 2024-09-30 15:41 |  | * | [6 empty] | 1 |  | 1 | 0.064923 |  | 0.064923 | 17.0649 |  |  | * |  |  | None | *
4 | 45-GALC-0225 | STEEL,JKT,A60,16 GA,60" COIL | 0 | Purchased Item | Active |  | 1 | 1 |  |  |  | Item | 0.822 | SFT | 100 | 1 | 0.822 | Date |  |  | 2024-09-30 15:41 |  | * | [6 empty] | 0.822 |  | 1 | 15 |  | 0 | 16 |  |  | * |  |  | None | *
2 | - MCYS06-SMA-66206 | FAN WALL 1 ASSY EBS | B | Sub-assembly | Active |  | 45 | 1 |  |  |  | Item | 1 | EA | 100 | 1 | 1 | Date |  |  | 2024-09-30 15:41 |  | * | [6 empty] | 1 |  | 1 | 0.091975 |  | 0.1569 | 74.092 |  |  | * |  |  | None | *
3 | - MCYSC4-SMA-59410 | FAN WALL SUB ASSY - RIGHT | 0 | Sub-assembly | Active |  | 1 | 1 |  |  |  | Item | 1 | EA | 100 | 1 | 1 | Date |  |  | 2024-09-30 15:41 |  | * | [6 empty] | 1 |  | 1 | 0 |  | 0.064923 | 73 |  |  | * |  |  | None | *
4 | 75-SCRW-S142034 | SCREW 1 4 X 20 X 3-4 | 0 | Purchased Item | Active |  | 12 | 1 |  |  |  | Item | 73 | EA | 100 | 1 | 73 | Date |  |  | 2024-09-30 15:41 |  | * | [6 empty] | 73 |  | 1 | 60 |  | 0 | 61 |  |  | * |  |  | None | *
4 | 75-NH-3816-SS | 304 STAINLESS STEEL-HEX NUT-3/8"-16 THREADS PER INCH | 0 | Purchased Item | Active |  | 13 | 1 |  |  |  | Item | 48 | EA | 100 | 1 | 48 | Date |  |  | 2024-09-30 15:41 |  | * | [6 empty] | 48 |  | 1 | 5 |  | 0 | 6 |  |  | * |  |  | None | *
4 | 75-BH-58112-S | 5/8-11 X 2 HEX/BOLT S/S | 0 | Purchased Item | Active |  | 14 | 1 |  |  |  | Item | 2 | EA | 100 | 1 | 2 | Date |  |  | 2024-09-30 15:41 |  | * | [6 empty] | 2 |  | 1 | 5 |  | 0 | 6 |  |  | * |  |  | None | *
4 | 75-SCWH-10-34-S | 10X3/4" SELF DRILL S.H.W ST.ST | 0 | Purchased Item | Active |  | 15 | 1 |  |  |  | Item | 120 | EA | 100 | 1 | 120 | Date |  |  | 2024-09-30 15:41 |  | * | [6 empty] | 120 |  | 1 | 20 |  | 0 | 21 |  |  | * |  |  | None | *
4 | 54-EB-K3G56006 | EBMPAPST FAN MODEL# K3G560-PB31-06, GEN3 MOTOR, SPIDER MOUNT, INLET PLATE POINTED TO THE MOTOR | 0 | Purchased Item | Active |  | 16 | 1 |  |  |  | Item | 6 | EA | 100 | 1 | 6 | Date |  |  | 2024-09-30 15:41 |  | * | [6 empty] | 6 |  | 1 | 65 |  | 0 | 72 |  |  | * |  |  | None | *
4 | 75-W-38-LOCK-SS | 304 STAINLESS STEEL-LOCK WASHER-3/8" | 0 | Purchased Item | Active |  | 17 | 1 |  |  |  | Item | 84 | EA | 100 | 1 | 84 | Date |  |  | 2024-09-30 15:41 |  | * | [6 empty] | 84 |  | 1 | 20 |  | 0 | 21 |  |  | * |  |  | None | *
4 | 75-W-38-FLAT-SS | 304 STAINLESS STEEL-FLAT WASHER-3/8" | 0 | Purchased Item | Active |  | 18 | 1 |  |  |  | Item | 132 | EA | 100 | 1 | 132 | Date |  |  | 2024-09-30 15:41 |  | * | [6 empty] | 132 |  | 1 | 40 |  | 0 | 41 |  |  | * |  |  | None | *
4 | - MCYSC4-SMA-59402 | DAMPERS ON FLOW - COLLAR WITH DAMPER SUB ASSY 1 | 0 | Sub-assembly | Active |  | 20 | 1 |  |  |  | Item | 6 | EA | 100 | 1 | 6 | Date |  |  | 2024-09-30 15:41 |  | * | [6 empty] | 6 |  | 1 | 0 |  | 0.064923 | 63.0649 |  |  | * |  |  | None | *
5 | 75-BH-14201-SS | 1/4-20X1 HEX /BOLT-S/S | 0 | Purchased Item | Active |  | 8 | 1 |  |  |  | Item | 4 | EA | 100 | 1 | 24 | Date |  |  | 2024-09-30 15:41 |  | * | [6 empty] | 24 |  | 1 | 5 |  | 0 | 6 |  |  | * |  |  | None | *
5 | - IP-59411 | Gasket - Neoprene - 1.00"w x 0.25"t SINGLECOAT FOAM TAPE | 0 | Sub-assembly | Active |  | 9 | 1 |  |  |  | Item | 2 | EA | 100 | 1 | 12 | Date |  |  | 2024-09-30 15:41 |  | * | [6 empty] | 12 |  | 1 | 0 |  | 0 | 52 |  |  | * |  |  | None | *
6 | 85-FOAM-0110 | GASKET - NEOPRENE - 1.00"W X 0.25"T SINGLECOAT FOAM TAPE | 0 | Purchased Item | Active |  | 1 | 1 |  |  |  | Item | 2.25 | FT | 100 | 1 | 27 | Date |  |  | 2024-09-30 15:41 |  | * | [6 empty] | 27 |  | 1 | 50 |  | 0 | 51 |  |  | * |  |  | None | *
5 | - MCYSC4-SMA-59416 | DAMPER - MESH SUB ASSY | 0 | Sub-assembly | Active |  | 10 | 1 |  |  |  | Item | 1 | EA | 100 | 1 | 6 | Date |  |  | 2024-09-30 15:41 |  | * | [6 empty] | 6 |  | 1 | 0 |  | 0.064923 | 31 |  |  | * |  |  | None | *
6 | - IP-59413 | 1/2x1/2 19GA GALV MESH SCREEN, 48" WIDE | 0 | Sub-assembly | Active |  | 4 | 1 |  |  |  | Item | 1 | EA | 100 | 1 | 6 | Date |  |  | 2024-09-30 15:41 |  | * | [6 empty] | 6 |  | 1 | 0 |  | 0 | 17 |  |  | * |  |  | None | *
7 | 45-PERF-0186 | 1/2X1/2X36" TALL 18GA S/S WELD MESH SCR | 0 | Purchased Item | Active |  | 1 | 1 |  |  |  | Item | 4.516 | SFT | 100 | 1 | 27.096 | Date |  |  | 2024-09-30 15:41 |  | * | [6 empty] | 27.096 |  | 1 | 15 |  | 0 | 16 |  |  | * |  |  | None | *
7 | IP-59413_DOC | 1/2x1/2x36" tall 18GA S/S WELD MESH SCR | 0 | Reference Item - Document Management | Active |  | 99999 | 1 |  |  |  | Item | 1 | EA | 100 | 1 | 6 | Date |  |  | 2024-09-30 15:41 |  | * | [6 empty] | 6 |  | 1 |  |  | 0 | 0 | [5 empty] | None
6 | - MCYSC4-SWA-57666 | MCYSC4-SWA-57666 | 0 | Sub-assembly | Active |  | 5 | 1 |  |  |  | Item | 20 | EA | 100 | 1 | 120 | Date |  |  | 2024-09-30 15:41 |  | * | [6 empty] | 120 |  | 1 | 0 |  | 0 | 27 |  |  | * |  |  | None | *
7 | 75-CLAMP-0018 | 1/8" ID, 11/16" LONG , NYLON PLASTIC LOOP CLAMP COLOR: BLACK MCMASTER# 8876T11 | 0 | Purchased Item | Active |  | 2 | 1 |  |  |  | Item | 1 | EA | 100 | 1 | 120 | Date |  |  | 2024-09-30 15:41 |  | * | [6 empty] | 120 |  | 1 | 25 |  | 0 | 26 |  |  | * |  |  | None | *
7 | 75-SCWH-10-34-S | 10X3/4" SELF DRILL S.H.W ST.ST | 0 | Purchased Item | Active |  | 3 | 1 |  |  |  | Item | 1 | EA | 100 | 1 | 120 | Date |  |  | 2024-09-30 15:41 |  | * | [6 empty] | 120 |  | 1 | 20 |  | 0 | 21 |  |  | * |  |  | None | *
6 | - MCYSC4-SMA-59415 | DAMPER - ANGLE MESH SUB ASSY | 0 | Sub-assembly | Active |  | 6 | 1 |  |  |  | Item | 1 | EA | 100 | 1 | 6 | Date |  |  | 2024-09-30 15:41 |  | * | [6 empty] | 6 |  | 1 | 0 |  | 0.064923 | 13.0649 |  |  | * |  |  | None | *
7 | - IP-59414 | 16ga GA Brt coil 60 | 0 | Sub-assembly | Active |  | 2 | 1 |  |  |  | Item | 4 | EA | 100 | 1 | 24 | Date |  |  | 2024-09-30 15:41 |  | * | [6 empty] | 24 |  | 1 | 0.064923 |  | 0.064923 | 12.0649 |  |  | * |  |  | None | *
8 | 45-304L-C0110 | STEEL,304-L S/S,16 GA,60" COIL | 0 | Purchased Item | Active |  | 1 | 1 |  |  |  | Item | 0.446 | SFT | 100 | 1 | 10.704 | Date |  |  | 2024-09-30 15:41 |  | * | [6 empty] | 10.704 |  | 1 | 10 |  | 0 | 11 |  |  | * |  |  | None | *
8 | IP-59414_DOC | 16ga GA Brt coil 60 | 0 | Reference Item - Document Management | Active |  | 99999 | 1 |  |  |  | Item | 1 | EA | 100 | 1 | 24 | Date |  |  | 2024-09-30 15:41 |  | * | [6 empty] | 24 |  | 1 |  |  | 0 | 0 | [5 empty] | None
7 | MCYSC4-SMA-59415_DOC | DAMPER - ANGLE MESH SUB ASSY | 0 | Reference Item - Document Management | Active |  | 99999 | 1 |  |  |  | Item | 1 | EA | 100 | 1 | 6 | Date |  |  | 2024-09-30 15:41 |  | * | [6 empty] | 6 |  | 1 | 0 |  | 0 | 0 | [5 empty] | None
6 | MCYSC4-SMA-59416_DOC | DAMPER - MESH SUB ASSY | 0 | Reference Item - Document Management | Active |  | 99999 | 1 |  |  |  | Item | 1 | EA | 100 | 1 | 6 | Date |  |  | 2024-09-30 15:41 |  | * | [6 empty] | 6 |  | 1 | 30 |  | 0 | 30 | [5 empty] | None
5 | 75-INS-420165 | 1/4-20 UNC STEEL YELLOW ZINC HEX INSERT AVK #AHS4T-420-165 | 0 | Purchased Item | Active |  | 11 | 1 |  |  |  | Item | 4 | EA | 100 | 1 | 24 | Date |  |  | 2024-09-30 15:41 |  | * | [6 empty] | 24 |  | 1 | 5 |  | 0 | 6 |  |  | * |  |  | None | *
5 | 80-OND-2424 | 24”W X 24”H ONFLOW, OND BACKDRAFT DAMPER | 0 | Purchased Item | Active |  | 12 | 1 |  |  |  | Item | 1 | EA | 100 | 1 | 6 | Date |  |  | 2024-09-30 15:41 |  | * | [6 empty] | 6 |  | 1 | 50 |  | 0 | 51 |  |  | * |  |  | None | *
5 | - MCYSC4-SMA-59401 | DAMPERS ON FLOW - COLLAR SUB ASSY 1 | 0 | Sub-assembly | Active |  | 13 | 1 |  |  |  | Item | 1 | EA | 100 | 1 | 6 | Date |  |  | 2024-09-30 15:41 |  | * | [6 empty] | 6 |  | 1 | 0 |  | 0.064923 | 62.0649 |  |  | * |  |  | None | *
6 | - IP-59399 | 16ga GA Brt coil 60 | 0 | Sub-assembly | Active |  | 3 | 1 |  |  |  | Item | 2 | EA | 100 | 1 | 12 | Date |  |  | 2024-09-30 15:41 |  | * | [6 empty] | 12 |  | 1 | 0.064923 |  | 0.064923 | 12.0649 |  |  | * |  |  | None | *
7 | 45-304L-C0110 | STEEL,304-L S/S,16 GA,60" COIL | 0 | Purchased Item | Active |  | 1 | 1 |  |  |  | Item | 1.165 | SFT | 100 | 1 | 13.98 | Date |  |  | 2024-09-30 15:41 |  | * | [6 empty] | 13.98 |  | 1 | 10 |  | 0 | 11 |  |  | * |  |  | None | *
7 | IP-59399_DOC | 16ga GA Brt coil 60 | 0 | Reference Item - Document Management | Active |  | 99999 | 1 |  |  |  | Item | 1 | EA | 100 | 1 | 12 | Date |  |  | 2024-09-30 15:41 |  | * | [6 empty] | 12 |  | 1 |  |  | 0 | 0 | [5 empty] | None
6 | - IP-59400 | 16ga GA Brt coil 60 | 0 | Sub-assembly | Active |  | 4 | 1 |  |  |  | Item | 2 | EA | 100 | 1 | 12 | Date |  |  | 2024-09-30 15:41 |  | * | [6 empty] | 12 |  | 1 | 0.064923 |  | 0.064923 | 61.0649 |  |  | * |  |  | None | *
7 | 45-304L-C0110 | STEEL,304-L S/S,16 GA,60" COIL | 0 | Purchased Item | Active |  | 1 | 1 |  |  |  | Item | 1.08 | SFT | 100 | 1 | 12.96 | Date |  |  | 2024-09-30 15:41 |  | * | [6 empty] | 12.96 |  | 1 | 10 |  | 0 | 11 |  |  | * |  |  | None | *
7 | IP-59400_DOC | 16ga GA Brt coil 60 | 0 | Reference Item - Document Management | Active |  | 99999 | 1 |  |  |  | Item | 1 | EA | 100 | 1 | 12 | Date |  |  | 2024-09-30 15:41 |  | * | [6 empty] | 12 |  | 1 | 60 |  | 0 | 60 | [5 empty] | None
6 | MCYSC4-SMA-59401_DOC | DAMPERS ON FLOW - COLLAR SUB ASSY 1 | 0 | Reference Item - Document Management | Active |  | 99999 | 1 |  |  |  | Item | 1 | EA | 100 | 1 | 6 | Date |  |  | 2024-09-30 15:41 |  | * | [6 empty] | 6 |  | 1 |  |  | 0 | 0 | [5 empty] | None
5 | - IP-59412 | Gasket - Neoprene - 1.00"w x 0.25"t SINGLECOAT FOAM TAPE | 0 | Sub-assembly | Active |  | 14 | 1 |  |  |  | Item | 2 | EA | 100 | 1 | 12 | Date |  |  | 2024-09-30 15:41 |  | * | [6 empty] | 12 |  | 1 | 0 |  | 0 | 52 |  |  | * |  |  | None | *
6 | 85-FOAM-0110 | GASKET - NEOPRENE - 1.00"W X 0.25"T SINGLECOAT FOAM TAPE | 0 | Purchased Item | Active |  | 1 | 1 |  |  |  | Item | 2.083 | FT | 100 | 1 | 24.996 | Date |  |  | 2024-09-30 15:41 |  | * | [6 empty] | 24.996 |  | 1 | 50 |  | 0 | 51 |  |  | * |  |  | None | *
5 | MCYSC4-SMA-59402_DOC | DAMPERS ON FLOW - COLLAR WITH DAMPER SUB ASSY 1 | 0 | Reference Item - Document Management | Active |  | 99999 | 1 |  |  |  | Item | 1 | EA | 100 | 1 | 6 | Date |  |  | 2024-09-30 15:41 |  | * | [6 empty] | 6 |  | 1 |  |  | 0 | 0 | [5 empty] | None
4 | 75-BH-3816112-S | 304 STAINLESS STEEL-STANDARD HEX BOLT-3/8"-16 THREADS PER INCH X 1-1/2" LONG FULL THREAD | 0 | Purchased Item | Active |  | 21 | 1 |  |  |  | Item | 84 | EA | 100 | 1 | 84 | Date |  |  | 2024-09-30 15:41 |  | * | [6 empty] | 84 |  | 1 | 5 |  | 0 | 6 |  |  | * |  |  | None | *
4 | - MCYSC4-SWA-54979 | BASE - FAN STRUCTURE RACK B SUB ASSY | 0 | Sub-assembly | Active |  | 22 | 1 |  |  |  | Item | 1 | EA | 100 | 1 | 1 | Date |  |  | 2024-09-30 15:41 |  | * | [6 empty] | 1 |  | 1 | 0 |  | 0.064923 | 23.0649 |  |  | * |  |  | None | *
5 | - IP-60280 | 14ga GA Jkt coil 60 | 0 | Sub-assembly | Active |  | 14 | 1 |  |  |  | Item | 2 | EA | 100 | 1 | 2 | Date |  |  | 2024-09-30 15:41 |  | * | [6 empty] | 2 |  | 1 | 0.024346 |  | 0.024346 | 22.0243 |  |  | * |  |  | None | *
6 | 45-304L-0192 | STEEL,304L,S/S,14GA,60X144 | 0 | Purchased Item | Active |  | 1 | 1 |  |  |  | Item | 1.457 | SFT | 100 | 1 | 2.914 | Date |  |  | 2024-09-30 15:41 |  | * | [6 empty] | 2.914 |  | 1 | 20 |  | 0 | 21 |  |  | * |  |  | None | *
6 | IP-60280_DOC | 14ga GA Jkt coil 60 | B | Reference Item - Document Management | Active |  | 99999 | 1 |  |  |  | Item | 1 | EA | 100 | 1 | 2 | Date |  |  | 2024-09-30 15:41 |  | * | [6 empty] | 2 |  | 1 |  |  | 0 | 0 | [5 empty] | None
5 | - IP-60422 | TUBE 2 x 2 x .250, 40ft LONG. | 0 | Sub-assembly | Active |  | 15 | 1 |  |  |  | Item | 2 | EA | 100 | 1 | 2 | Date |  |  | 2024-09-30 15:41 |  | * | [6 empty] | 2 |  | 1 | 0 |  | 0 | 17 |  |  | * |  |  | None | *
6 | 40-TUBE-2214 | TUBE 2 X 2 X .250, 40FT LONG. | 0 | Purchased Item | Active |  | 1 | 1 |  |  |  | Item | 2.625 | FT | 100 | 1 | 5.25 | Date |  |  | 2024-09-30 15:41 |  | * | [6 empty] | 5.25 |  | 1 | 15 |  | 0 | 16 |  |  | * |  |  | None | *
6 | IP-60422_DOC | TUBE 2 x 2 x .250, 40ft LONG. | B | Reference Item - Document Management | Active |  | 99999 | 1 |  |  |  | Item | 1 | EA | 100 | 1 | 2 | Date |  |  | 2024-09-30 15:41 |  | * | [6 empty] | 2 |  | 1 | 5 |  | 0 | 5 | [5 empty] | None
5 | - IP-54966 | TUBE 2 x 2 x .250, 40ft LONG. | 0 | Sub-assembly | Active |  | 16 | 1 |  |  |  | Item | 1 | EA | 100 | 1 | 1 | Date |  |  | 2024-09-30 15:41 |  | * | [6 empty] | 1 |  | 1 | 0 |  | 0 | 17 |  |  | * |  |  | None | *
6 | 40-TUBE-2214 | TUBE 2 X 2 X .250, 40FT LONG. | 0 | Purchased Item | Active |  | 1 | 1 |  |  |  | Item | 10.7396 | FT | 100 | 1 | 10.7396 | Date |  |  | 2024-09-30 15:41 |  | * | [6 empty] | 10.7396 |  | 1 | 15 |  | 0 | 16 |  |  | * |  |  | None | *
6 | IP-54966_DOC | TUBE 2 x 2 x .250, 40ft LONG. | B | Reference Item - Document Management | Active |  | 99999 | 1 |  |  |  | Item | 1 | EA | 100 | 1 | 1 | Date |  |  | 2024-09-30 15:41 |  | * | [6 empty] | 1 |  | 1 |  |  | 0 | 0 | [5 empty] | None
5 | - IP-54963 | TUBE 2 x 2 x .250, 40ft LONG. | 0 | Sub-assembly | Active |  | 17 | 1 |  |  |  | Item | 2 | EA | 100 | 1 | 2 | Date |  |  | 2024-09-30 15:41 |  | * | [6 empty] | 2 |  | 1 | 0 |  | 0 | 17 |  |  | * |  |  | None | *
6 | 40-TUBE-2214 | TUBE 2 X 2 X .250, 40FT LONG. | 0 | Purchased Item | Active |  | 1 | 1 |  |  |  | Item | 2.625 | FT | 100 | 1 | 5.25 | Date |  |  | 2024-09-30 15:41 |  | * | [6 empty] | 5.25 |  | 1 | 15 |  | 0 | 16 |  |  | * |  |  | None | *
6 | IP-54963_DOC | TUBE 2 x 2 x .250, 40ft LONG. | B | Reference Item - Document Management | Active |  | 99999 | 1 |  |  |  | Item | 1 | EA | 100 | 1 | 2 | Date |  |  | 2024-09-30 15:41 |  | * | [6 empty] | 2 |  | 1 |  |  | 0 | 0 | [5 empty] | None
5 | - IP-54970 | 14ga GA Jkt coil 60 | 0 | Sub-assembly | Active |  | 18 | 1 |  |  |  | Item | 2 | EA | 100 | 1 | 2 | Date |  |  | 2024-09-30 15:41 |  | * | [6 empty] | 2 |  | 1 | 0.024346 |  | 0.024346 | 22.0243 |  |  | * |  |  | None | *
6 | 45-304L-0192 | STEEL,304L,S/S,14GA,60X144 | 0 | Purchased Item | Active |  | 1 | 1 |  |  |  | Item | 1.457 | SFT | 100 | 1 | 2.914 | Date |  |  | 2024-09-30 15:41 |  | * | [6 empty] | 2.914 |  | 1 | 20 |  | 0 | 21 |  |  | * |  |  | None | *
6 | IP-54970_DOC | 14ga GA Jkt coil 60 | B | Reference Item - Document Management | Active |  | 99999 | 1 |  |  |  | Item | 1 | EA | 100 | 1 | 2 | Date |  |  | 2024-09-30 15:41 |  | * | [6 empty] | 2 |  | 1 |  |  | 0 | 0 | [5 empty] | None
5 | - IP-60419 | TUBE 2 x 2 x .250, 40ft LONG. | 0 | Sub-assembly | Active |  | 19 | 1 |  |  |  | Item | 1 | EA | 100 | 1 | 1 | Date |  |  | 2024-09-30 15:41 |  | * | [6 empty] | 1 |  | 1 | 0 |  | 0 | 17 |  |  | * |  |  | None | *
6 | 40-TUBE-2214 | TUBE 2 X 2 X .250, 40FT LONG. | 0 | Purchased Item | Active |  | 1 | 1 |  |  |  | Item | 10.7396 | FT | 100 | 1 | 10.7396 | Date |  |  | 2024-09-30 15:41 |  | * | [6 empty] | 10.7396 |  | 1 | 15 |  | 0 | 16 |  |  | * |  |  | None | *
6 | IP-60419_DOC | TUBE 2 x 2 x .250, 40ft LONG. | B | Reference Item - Document Management | Active |  | 99999 | 1 |  |  |  | Item | 1 | EA | 100 | 1 | 1 | Date |  |  | 2024-09-30 15:41 |  | * | [6 empty] | 1 |  | 1 |  |  | 0 | 0 | [5 empty] | None
5 | - IP-54975 | 14ga GA Jkt coil 60 | 0 | Sub-assembly | Active |  | 20 | 1 |  |  |  | Item | 1 | EA | 100 | 1 | 1 | Date |  |  | 2024-09-30 15:41 |  | * | [6 empty] | 1 |  | 1 | 0.064923 |  | 0.064923 | 22.0649 |  |  | * |  |  | None | *
6 | 45-304L-0192 | STEEL,304L,S/S,14GA,60X144 | 0 | Purchased Item | Active |  | 1 | 1 |  |  |  | Item | 2.135 | SFT | 100 | 1 | 2.135 | Date |  |  | 2024-09-30 15:41 |  | * | [6 empty] | 2.135 |  | 1 | 20 |  | 0 | 21 |  |  | * |  |  | None | *
6 | IP-54975_DOC | 14ga GA Jkt coil 60 | B | Reference Item - Document Management | Active |  | 99999 | 1 |  |  |  | Item | 1 | EA | 100 | 1 | 1 | Date |  |  | 2024-09-30 15:41 |  | * | [6 empty] | 1 |  | 1 |  |  | 0 | 0 | [5 empty] | None
5 | - IP-60424 | TUBE 2 x 2 x .250, 40ft LONG. | 0 | Sub-assembly | Active |  | 21 | 1 |  |  |  | Item | 2 | EA | 100 | 1 | 2 | Date |  |  | 2024-09-30 15:41 |  | * | [6 empty] | 2 |  | 1 | 0 |  | 0 | 17 |  |  | * |  |  | None | *
6 | 40-TUBE-2214 | TUBE 2 X 2 X .250, 40FT LONG. | 0 | Purchased Item | Active |  | 1 | 1 |  |  |  | Item | 2.625 | FT | 100 | 1 | 5.25 | Date |  |  | 2024-09-30 15:41 |  | * | [6 empty] | 5.25 |  | 1 | 15 |  | 0 | 16 |  |  | * |  |  | None | *
6 | IP-60424_DOC | TUBE 2 x 2 x .250, 40ft LONG. | B | Reference Item - Document Management | Active |  | 99999 | 1 |  |  |  | Item | 1 | EA | 100 | 1 | 2 | Date |  |  | 2024-09-30 15:41 |  | * | [6 empty] | 2 |  | 1 | 2 |  | 0 | 2 | [5 empty] | None
5 | - IP-60423 | TUBE 2 x 2 x .250, 40ft LONG. | 0 | Sub-assembly | Active |  | 22 | 1 |  |  |  | Item | 2 | EA | 100 | 1 | 2 | Date |  |  | 2024-09-30 15:41 |  | * | [6 empty] | 2 |  | 1 | 0 |  | 0 | 17 |  |  | * |  |  | None | *
6 | 40-TUBE-2214 | TUBE 2 X 2 X .250, 40FT LONG. | 0 | Purchased Item | Active |  | 1 | 1 |  |  |  | Item | 2.625 | FT | 100 | 1 | 5.25 | Date |  |  | 2024-09-30 15:41 |  | * | [6 empty] | 5.25 |  | 1 | 15 |  | 0 | 16 |  |  | * |  |  | None | *
6 | IP-60423_DOC | TUBE 2 x 2 x .250, 40ft LONG. | B | Reference Item - Document Management | Active |  | 99999 | 1 |  |  |  | Item | 1 | EA | 100 | 1 | 2 | Date |  |  | 2024-09-30 15:41 |  | * | [6 empty] | 2 |  | 1 |  |  | 0 | 0 | [5 empty] | None
5 | - IP-54969 | Structural Angle-Black Steel-2.0- in.W x 02.00 in.H x 0.25 in.T | 0 | Sub-assembly | Active |  | 23 | 1 |  |  |  | Item | 1 | EA | 100 | 1 | 1 | Date |  |  | 2024-09-30 15:41 |  | * | [6 empty] | 1 |  | 1 | 0 |  | 0 | 17 |  |  | * |  |  | None | *
6 | 40-AN-2214 | Structural Angle-Black Steel-2.0- in.W x 02.00 in.H x 0.25 in.T | 0 | Purchased Item | Active |  | 1 | 1 |  |  |  | Item | 4.458 | FT | 100 | 1 | 4.458 | Date |  |  | 2024-09-30 15:41 |  | * | [6 empty] | 4.458 |  | 1 | 15 |  | 0 | 16 |  |  | * |  |  | None | *
6 | IP-54969_DOC | Structural Angle-Black Steel-2.0- in.W x 02.00 in.H x 0.25 in.T | B | Reference Item - Document Management | Active |  | 99999 | 1 |  |  |  | Item | 1 | EA | 100 | 1 | 1 | Date |  |  | 2024-09-30 15:41 |  | * | [6 empty] | 1 |  | 1 |  |  | 0 | 0 | [5 empty] | None
5 | - IP-54962 | STL,TUBE,A36, 3 x 2 x 1/4" piece 40 ft long | 0 | Sub-assembly | Active |  | 24 | 1 |  |  |  | Item | 1 | EA | 100 | 1 | 1 | Date |  |  | 2024-09-30 15:41 |  | * | [6 empty] | 1 |  | 1 | 0 |  | 0 | 17 |  |  | * |  |  | None | *
6 | 40-TUBE-A332144 | STL,TUBE,A36, 3 X 2 X 1/4" PIECE 40 FT LONG | 0 | Purchased Item | Active |  | 1 | 1 |  |  |  | Item | 10.7396 | FT | 100 | 1 | 10.7396 | Date |  |  | 2024-09-30 15:41 |  | * | [6 empty] | 10.7396 |  | 1 | 15 |  | 0 | 16 |  |  | * |  |  | None | *
6 | IP-54962_DOC | STL,TUBE,A36, 3 x 2 x 1/4" piece 40 ft long | B | Reference Item - Document Management | Active |  | 99999 | 1 |  |  |  | Item | 1 | EA | 100 | 1 | 1 | Date |  |  | 2024-09-30 15:41 |  | * | [6 empty] | 1 |  | 1 |  |  | 0 | 0 | [5 empty] | None
5 | - IP-54972 | 14ga GA Jkt coil 60 | 0 | Sub-assembly | Active |  | 25 | 1 |  |  |  | Item | 1 | EA | 100 | 1 | 1 | Date |  |  | 2024-09-30 15:41 |  | * | [6 empty] | 1 |  | 1 | 0.064923 |  | 0.064923 | 22.0649 |  |  | * |  |  | None | *
6 | 45-304L-0192 | STEEL,304L,S/S,14GA,60X144 | 0 | Purchased Item | Active |  | 1 | 1 |  |  |  | Item | 2.135 | SFT | 100 | 1 | 2.135 | Date |  |  | 2024-09-30 15:41 |  | * | [6 empty] | 2.135 |  | 1 | 20 |  | 0 | 21 |  |  | * |  |  | None | *
6 | IP-54972_DOC | 14ga GA Jkt coil 60 | C | Reference Item - Document Management | Active |  | 99999 | 1 |  |  |  | Item | 1 | EA | 100 | 1 | 1 | Date |  |  | 2024-09-30 15:41 |  | * | [6 empty] | 1 |  | 1 |  |  | 0 | 0 | [5 empty] | None
5 | - MCYSC4-SWA-54978 | BASE - FAN ANGLE COLLAR SUB ASSY 1 | 0 | Sub-assembly | Active |  | 26 | 1 |  |  |  | Item | 6 | EA | 100 | 1 | 6 | Date |  |  | 2024-09-30 15:41 |  | * | [6 empty] | 6 |  | 1 | 0 |  | 0.064923 | 18.0649 |  |  | * |  |  | None | *
6 | - IP-54977 | 10ga GA Jkt 60x120 | 0 | Sub-assembly | Active |  | 2 | 1 |  |  |  | Item | 4 | EA | 100 | 1 | 24 | Date |  |  | 2024-09-30 15:41 |  | * | [6 empty] | 24 |  | 1 | 0.064923 |  | 0.064923 | 17.0649 |  |  | * |  |  | None | *
7 | 45-304L-0102 | STEEL,304L,S/S,10GA,60X144 | 0 | Purchased Item | Active |  | 1 | 1 |  |  |  | Item | 0.675 | SFT | 100 | 1 | 16.2 | Date |  |  | 2024-09-30 15:41 |  | * | [6 empty] | 16.2 |  | 1 | 15 |  | 0 | 16 |  |  | * |  |  | None | *
7 | IP-54977_DOC | 10ga GA Jkt 60x120 | C | Reference Item - Document Management | Active |  | 99999 | 1 |  |  |  | Item | 1 | EA | 100 | 1 | 24 | Date |  |  | 2024-09-30 15:41 |  | * | [6 empty] | 24 |  | 1 |  |  | 0 | 0 | [5 empty] | None
6 | MCYSC4-SWA-54978_DOC | BASE - FAN ANGLE COLLAR SUB ASSY 1 | 0 | Reference Item - Document Management | Active |  | 99999 | 1 |  |  |  | Item | 1 | EA | 100 | 1 | 6 | Date |  |  | 2024-09-30 15:41 |  | * | [6 empty] | 6 |  | 1 |  |  | 0 | 0 | [5 empty] | None
5 | - IP-60279 | Structural Angle-Black Steel-2.0- in.W x 02.00 in.H x 0.25 in.T | 0 | Sub-assembly | Active |  | 27 | 1 |  |  |  | Item | 1 | EA | 100 | 1 | 1 | Date |  |  | 2024-09-30 15:41 |  | * | [6 empty] | 1 |  | 1 | 0 |  | 0 | 17 |  |  | * |  |  | None | *
6 | 40-AN-2214 | Structural Angle-Black Steel-2.0- in.W x 02.00 in.H x 0.25 in.T | 0 | Purchased Item | Active |  | 1 | 1 |  |  |  | Item | 5.74 | FT | 100 | 1 | 5.74 | Date |  |  | 2024-09-30 15:41 |  | * | [6 empty] | 5.74 |  | 1 | 15 |  | 0 | 16 |  |  | * |  |  | None | *
6 | IP-60279_DOC | Structural Angle-Black Steel-2.0- in.W x 02.00 in.H x 0.25 in.T | B | Reference Item - Document Management | Active |  | 99999 | 1 |  |  |  | Item | 1 | EA | 100 | 1 | 1 | Date |  |  | 2024-09-30 15:41 |  | * | [6 empty] | 1 |  | 1 | 5 |  | 0 | 5 | [5 empty] | None
5 | - IP-57785 | 14ga GA Jkt coil 60 | 0 | Sub-assembly | Active |  | 28 | 1 |  |  |  | Item | 1 | EA | 100 | 1 | 1 | Date |  |  | 2024-09-30 15:41 |  | * | [6 empty] | 1 |  | 1 | 0.024346 |  | 0.024346 | 22.0243 |  |  | * |  |  | None | *
6 | 45-304L-0192 | STEEL,304L,S/S,14GA,60X144 | 0 | Purchased Item | Active |  | 1 | 1 |  |  |  | Item | 2.854 | SFT | 100 | 1 | 2.854 | Date |  |  | 2024-09-30 15:41 |  | * | [6 empty] | 2.854 |  | 1 | 20 |  | 0 | 21 |  |  | * |  |  | None | *
6 | IP-57785_DOC | 14ga GA Jkt coil 60 | B | Reference Item - Document Management | Active |  | 99999 | 1 |  |  |  | Item | 1 | EA | 100 | 1 | 1 | Date |  |  | 2024-09-30 15:41 |  | * | [6 empty] | 1 |  | 1 |  |  | 0 | 0 | [5 empty] | None
5 | - IP-60420 | TUBE 2 x 2 x .250, 40ft LONG. | 0 | Sub-assembly | Active |  | 29 | 1 |  |  |  | Item | 1 | EA | 100 | 1 | 1 | Date |  |  | 2024-09-30 15:41 |  | * | [6 empty] | 1 |  | 1 | 0 |  | 0 | 17 |  |  | * |  |  | None | *
6 | 40-TUBE-2214 | TUBE 2 X 2 X .250, 40FT LONG. | 0 | Purchased Item | Active |  | 1 | 1 |  |  |  | Item | 2.625 | FT | 100 | 1 | 2.625 | Date |  |  | 2024-09-30 15:41 |  | * | [6 empty] | 2.625 |  | 1 | 15 |  | 0 | 16 |  |  | * |  |  | None | *
6 | IP-60420_DOC | TUBE 2 x 2 x .250, 40ft LONG. | B | Reference Item - Document Management | Active |  | 99999 | 1 |  |  |  | Item | 1 | EA | 100 | 1 | 1 | Date |  |  | 2024-09-30 15:41 |  | * | [6 empty] | 1 |  | 1 |  |  | 0 | 0 | [5 empty] | None
5 | - IP-54968 | ANGLE,A36,BLK,4x4x.25 | 0 | Sub-assembly | Active |  | 30 | 1 |  |  |  | Item | 1 | EA | 100 | 1 | 1 | Date |  |  | 2024-09-30 15:41 |  | * | [6 empty] | 1 |  | 1 | 0 |  | 0 | 17 |  |  | * |  |  | None | *
6 | 40-AN-4414 | ANGLE,A36,BLK,4X4X.25 | 0 | Purchased Item | Active |  | 1 | 1 |  |  |  | Item | 0.25 | FT | 100 | 1 | 0.25 | Date |  |  | 2024-09-30 15:41 |  | * | [6 empty] | 0.25 |  | 1 | 15 |  | 0 | 16 |  |  | * |  |  | None | *
6 | IP-54968_DOC | ANGLE,A36,BLK,4x4x.25 | B | Reference Item - Document Management | Active |  | 99999 | 1 |  |  |  | Item | 1 | EA | 100 | 1 | 1 | Date |  |  | 2024-09-30 15:41 |  | * | [6 empty] | 1 |  | 1 |  |  | 0 | 0 | [5 empty] | None
5 | - IP-60426 | TUBE 2 x 2 x .250, 40ft LONG. | 0 | Sub-assembly | Active |  | 31 | 1 |  |  |  | Item | 1 | EA | 100 | 1 | 1 | Date |  |  | 2024-09-30 15:41 |  | * | [6 empty] | 1 |  | 1 | 0 |  | 0 | 17 |  |  | * |  |  | None | *
6 | 40-TUBE-2214 | TUBE 2 X 2 X .250, 40FT LONG. | 0 | Purchased Item | Active |  | 1 | 1 |  |  |  | Item | 2.625 | FT | 100 | 1 | 2.625 | Date |  |  | 2024-09-30 15:41 |  | * | [6 empty] | 2.625 |  | 1 | 15 |  | 0 | 16 |  |  | * |  |  | None | *
6 | IP-60426_DOC | TUBE 2 x 2 x .250, 40ft LONG. | B | Reference Item - Document Management | Active |  | 99999 | 1 |  |  |  | Item | 1 | EA | 100 | 1 | 1 | Date |  |  | 2024-09-30 15:41 |  | * | [6 empty] | 1 |  | 1 |  |  | 0 | 0 | [5 empty] | None
5 | - IP-60425 | TUBE 2 x 2 x .250, 40ft LONG. | 0 | Sub-assembly | Active |  | 33 | 1 |  |  |  | Item | 1 | EA | 100 | 1 | 1 | Date |  |  | 2024-09-30 15:41 |  | * | [6 empty] | 1 |  | 1 | 0 |  | 0 | 17 |  |  | * |  |  | None | *
6 | 40-TUBE-2214 | TUBE 2 X 2 X .250, 40FT LONG. | 0 | Purchased Item | Active |  | 1 | 1 |  |  |  | Item | 2.625 | FT | 100 | 1 | 2.625 | Date |  |  | 2024-09-30 15:41 |  | * | [6 empty] | 2.625 |  | 1 | 15 |  | 0 | 16 |  |  | * |  |  | None | *
6 | IP-60425_DOC | TUBE 2 x 2 x .250, 40ft LONG. | B | Reference Item - Document Management | Active |  | 99999 | 1 |  |  |  | Item | 1 | EA | 100 | 1 | 1 | Date |  |  | 2024-09-30 15:41 |  | * | [6 empty] | 1 |  | 1 |  |  | 0 | 0 | [5 empty] | None
5 | - IP-60421 | TUBE 2 x 2 x .250, 40ft LONG. | 0 | Sub-assembly | Active |  | 34 | 1 |  |  |  | Item | 1 | EA | 100 | 1 | 1 | Date |  |  | 2024-09-30 15:41 |  | * | [6 empty] | 1 |  | 1 | 0 |  | 0 | 17 |  |  | * |  |  | None | *
6 | 40-TUBE-2214 | TUBE 2 X 2 X .250, 40FT LONG. | 0 | Purchased Item | Active |  | 1 | 1 |  |  |  | Item | 2.625 | FT | 100 | 1 | 2.625 | Date |  |  | 2024-09-30 15:41 |  | * | [6 empty] | 2.625 |  | 1 | 15 |  | 0 | 16 |  |  | * |  |  | None | *
6 | IP-60421_DOC | TUBE 2 x 2 x .250, 40ft LONG. | B | Reference Item - Document Management | Active |  | 99999 | 1 |  |  |  | Item | 1 | EA | 100 | 1 | 1 | Date |  |  | 2024-09-30 15:41 |  | * | [6 empty] | 1 |  | 1 |  |  | 0 | 0 | [5 empty] | None
5 | - IP-66084 | 14ga SS 304L Solid 60x144 | 0 | Sub-assembly | Active |  | 35 | 1 |  |  |  | Item | 1 | EA | 100 | 1 | 1 | Date |  |  | 2024-09-30 15:41 |  | * | [6 empty] | 1 |  | 1 | 0.024346 |  | 0.024346 | 22.0243 |  |  | * |  |  | None | *
6 | 45-304L-0192 | STEEL,304L,S/S,14GA,60X144 | 0 | Purchased Item | Active |  | 1 | 1 |  |  |  | Item | 2.854 | SFT | 100 | 1 | 2.854 | Date |  |  | 2024-09-30 15:41 |  | * | [6 empty] | 2.854 |  | 1 | 20 |  | 0 | 21 |  |  | * |  |  | None | *
6 | IP-66084_DOC | 14ga SS 304L Solid 60x144 | B | Reference Item - Document Management | Active |  | 99999 | 1 |  |  |  | Item | 1 | EA | 100 | 1 | 1 | Date |  |  | 2024-09-30 15:41 |  | * | [6 empty] | 1 |  | 1 |  |  | 0 | 0 | [5 empty] | None
5 | MCYSC4-SWA-54979_DOC | BASE - FAN STRUCTURE RACK B SUB ASSY | D | Reference Item - Document Management | Active |  | 99999 | 1 |  |  |  | Item | 1 | EA | 100 | 1 | 1 | Date |  |  | 2024-09-30 15:41 |  | * | [6 empty] | 1 |  | 1 |  |  | 0 | 0 | [5 empty] | None
4 | - MCYS06-SMA-65710 | Fanguard assembly | 0 | Sub-assembly | Active |  | 23 | 1 |  |  |  | Item | 6 | EA | 100 | 1 | 6 | Date |  |  | 2024-09-30 15:41 |  | * | [6 empty] | 6 |  | 1 | 0 |  | 0.064923 | 42 |  |  | * |  |  | None | *
5 | - IP-57659 | Angle | 0 | Sub-assembly | Active |  | 1 | 1 |  |  |  | Item | 2 | EA | 100 | 1 | 12 | Date |  |  | 2024-09-30 15:41 |  | * | [6 empty] | 12 |  | 1 | 0 |  | 0 | 17 |  |  | * |  |  | None | *
6 | 40-AN-112112316 | 1-1/2X1-1/2X3/16 ANGLE | 0 | Purchased Item | Active |  | 1 | 1 |  |  |  | Item | 2.635 | FT | 100 | 1 | 31.62 | Date |  |  | 2024-09-30 15:41 |  | * | [6 empty] | 31.62 |  | 1 | 15 |  | 0 | 16 |  |  | * |  |  | None | *
6 | IP-57659_DOC | Angle | 0 | Reference Item - Document Management | Active |  | 99999 | 1 |  |  |  | Item | 1 | EA | 100 | 1 | 12 | Date |  |  | 2024-09-30 15:41 |  | * | [6 empty] | 12 |  | 1 |  |  | 0 | 0 | [5 empty] | None
5 | 76-PAD-2916158S | 2-9/16" WX 1-5/8" H LIFT-AND-DROP BARREL PADLOCKABLE LATCH, 304 S/S MCMASTER# 10635A65 | 0 | Purchased Item | Active |  | 3 | 1 |  |  |  | Item | 1 | EA | 100 | 1 | 6 | Date |  |  | 2024-09-30 15:41 |  | * | [6 empty] | 6 |  | 1 | 40 |  | 0 | 41 |  |  | * |  |  | None | *
5 | - IP-57672 | Placa 2x3 | 0 | Sub-assembly | Active |  | 5 | 1 |  |  |  | Item | 1 | EA | 100 | 1 | 6 | Date |  |  | 2024-09-30 15:41 |  | * | [6 empty] | 6 |  | 1 | 0 |  | 0 | 17 |  |  | * |  |  | None | *
6 | 45-GALC-0275 | STEEL,GALV,G90,16 GA,60" COIL | 0 | Purchased Item | Active |  | 1 | 1 |  |  |  | Item | 0.042 | SFT | 100 | 1 | 0.252 | Date |  |  | 2024-09-30 15:41 |  | * | [6 empty] | 0.252 |  | 1 | 15 |  | 0 | 16 |  |  | * |  |  | None | *
6 | IP-57672_DOC | Placa 2x3 | B | Reference Item - Document Management | Active |  | 99999 | 1 |  |  |  | Item | 1 | EA | 100 | 1 | 6 | Date |  |  | 2024-09-30 15:41 |  | * | [6 empty] | 6 |  | 1 |  |  | 0 | 0 | [5 empty] | None
5 | - IP-57660 | Angle | 0 | Sub-assembly | Active |  | 6 | 1 |  |  |  | Item | 2 | EA | 100 | 1 | 12 | Date |  |  | 2024-09-30 15:41 |  | * | [6 empty] | 12 |  | 1 | 0 |  | 0 | 31 |  |  | * |  |  | None | *
6 | 40-AN-112112316 | 1-1/2X1-1/2X3/16 ANGLE | 0 | Purchased Item | Active |  | 1 | 1 |  |  |  | Item | 2.677 | FT | 100 | 1 | 32.124 | Date |  |  | 2024-09-30 15:41 |  | * | [6 empty] | 32.124 |  | 1 | 15 |  | 0 | 16 |  |  | * |  |  | None | *
6 | IP-57660_DOC | Angle | 0 | Reference Item - Document Management | Active |  | 99999 | 1 |  |  |  | Item | 1 | EA | 100 | 1 | 12 | Date |  |  | 2024-09-30 15:41 |  | * | [6 empty] | 12 |  | 1 | 30 |  | 0 | 30 | [5 empty] | None
5 | - IP-57671 | Mesh | 0 | Sub-assembly | Active |  | 7 | 1 |  |  |  | Item | 1 | EA | 100 | 1 | 6 | Date |  |  | 2024-09-30 15:41 |  | * | [6 empty] | 6 |  | 1 | 0 |  | 0 | 17 |  |  | * |  |  | None | *
6 | 45-PERF-0190 | SQUARE WAVE WIRE MESH, STAINLESS STEEL 304, 1" SQUARE OPENING .88" OPPENING, 0.120" WIRE DIAMETER, LOCKCRIMP , 77% OPEN AREA, SHEET 48X120 | 0 | Purchased Item | Active |  | 1 | 1 |  |  |  | Item | 6.126 | SFT | 100 | 1 | 36.756 | Date |  |  | 2024-09-30 15:41 |  | * | [6 empty] | 36.756 |  | 1 | 15 |  | 0 | 16 |  |  | * |  |  | None | *
6 | IP-57671_DOC | Mesh | C | Reference Item - Document Management | Active |  | 99999 | 1 |  |  |  | Item | 1 | EA | 100 | 1 | 6 | Date |  |  | 2024-09-30 15:41 |  | * | [6 empty] | 6 |  | 1 |  |  | 0 | 0 | [5 empty] | None
5 | - IP-57670 | 14ga SS 304L Solid 60x144 | 0 | Sub-assembly | Active |  | 8 | 1 |  |  |  | Item | 2 | EA | 100 | 1 | 12 | Date |  |  | 2024-09-30 15:41 |  | * | [6 empty] | 12 |  | 1 | 0.064923 |  | 0.064923 | 22.0649 |  |  | * |  |  | None | *
6 | IP-57670_DOC | 14ga SS 304L Solid 60x144 | D | Reference Item - Document Management | Active |  | 99999 | 1 |  |  |  | Item | 1 | EA | 100 | 1 | 12 | Date |  |  | 2024-09-30 15:41 |  | * | [6 empty] | 12 |  | 1 |  |  | 0 | 0 | [5 empty] | None
6 | 45-304L-0192 | STEEL,304L,S/S,14GA,60X144 | 0 | Purchased Item | Active |  | 1 | 10 |  |  |  | Item | 0.386 | SFT | 100 | 1 | 4.632 | Date |  |  | 2024-09-30 15:41 |  | * |  | Operation Pull | WIP_APU-1 |  |  |  | 4.632 |  | 10 | 20 |  | 0 | 21 |  |  | * |  |  | None | *
5 | - IP-65712 | 1-1/2x1-1/2x3/16 ANGLE | 0 | Sub-assembly | Active |  | 10 | 1 |  |  |  | Item | 1 | EA | 100 | 1 | 6 | Date |  |  | 2024-09-30 15:41 |  | * | [6 empty] | 6 |  | 1 | 0 |  | 0 | 17 |  |  | * |  |  | None | *
6 | 40-AN-112112316 | 1-1/2X1-1/2X3/16 ANGLE | 0 | Purchased Item | Active |  | 1 | 1 |  |  |  | Item | 2.917 | FT | 100 | 1 | 17.502 | Date |  |  | 2024-09-30 15:41 |  | * | [6 empty] | 17.502 |  | 1 | 15 |  | 0 | 16 |  |  | * |  |  | None | *
6 | IP-65712_DOC | 1-1/2x1-1/2x3/16 ANGLE | 0 | Reference Item - Document Management | Active |  | 99999 | 1 |  |  |  | Item | 1 | EA | 100 | 1 | 6 | Date |  |  | 2024-09-30 15:41 |  | * | [6 empty] | 6 |  | 1 | 5 |  | 0 | 5 | [5 empty] | None
5 | - IP-65713 | 1-1/2x1-1/2x3/16 ANGLE | 0 | Sub-assembly | Active |  | 11 | 1 |  |  |  | Item | 1 | EA | 100 | 1 | 6 | Date |  |  | 2024-09-30 15:41 |  | * | [6 empty] | 6 |  | 1 | 0 |  | 0 | 17 |  |  | * |  |  | None | *
6 | 40-AN-112112316 | 1-1/2X1-1/2X3/16 ANGLE | 0 | Purchased Item | Active |  | 1 | 1 |  |  |  | Item | 2.917 | FT | 100 | 1 | 17.502 | Date |  |  | 2024-09-30 15:41 |  | * | [6 empty] | 17.502 |  | 1 | 15 |  | 0 | 16 |  |  | * |  |  | None | *
6 | IP-65713_DOC | 1-1/2x1-1/2x3/16 ANGLE | 0 | Reference Item - Document Management | Active |  | 99999 | 1 |  |  |  | Item | 1 | EA | 100 | 1 | 6 | Date |  |  | 2024-09-30 15:41 |  | * | [6 empty] | 6 |  | 1 |  |  | 0 | 0 | [5 empty] | None
5 | - IP-57669 | 14ga SS 304L Solid 60x144 | 0 | Sub-assembly | Active |  | 12 | 1 |  |  |  | Item | 2 | EA | 100 | 1 | 12 | Date |  |  | 2024-09-30 15:41 |  | * | [6 empty] | 12 |  | 1 | 0.064923 |  | 0.064923 | 22.0649 |  |  | * |  |  | None | *
6 | 45-304L-0192 | STEEL,304L,S/S,14GA,60X144 | 0 | Purchased Item | Active |  | 1 | 1 |  |  |  | Item | 0.386 | SFT | 100 | 1 | 4.632 | Date |  |  | 2024-09-30 15:41 |  | * | [6 empty] | 4.632 |  | 1 | 20 |  | 0 | 21 |  |  | * |  |  | None | *
6 | IP-57669_DOC | 14ga SS 304L Solid 60x144 | B | Reference Item - Document Management | Active |  | 99999 | 1 |  |  |  | Item | 1 | EA | 100 | 1 | 12 | Date |  |  | 2024-09-30 15:41 |  | * | [6 empty] | 12 |  | 1 | 5 |  | 0 | 5 | [5 empty] | None
5 | - IP-57667 | Piano Standard Hinge - S/S P. HINGE 1.5x72 #1582A329 | 0 | Sub-assembly | Active |  | 13 | 1 |  |  |  | Item | 1 | EA | 100 | 1 | 6 | Date |  |  | 2024-09-30 15:41 |  | * | [6 empty] | 6 |  | 1 | 0 |  | 0 | 7 |  |  | * |  |  | None | *
6 | 75-HINGE-0130 | Piano Standard Hinge - S/S P. HINGE 1.5x72 #1582A329 | 0 | Purchased Item | Active |  | 1 | 1 |  |  |  | Item | 1 | EA | 100 | 1 | 6 | Date |  |  | 2024-09-30 15:41 |  | * | [6 empty] | 6 |  | 1 | 5 |  | 0 | 6 |  |  | * |  |  | None | *
5 | - IP-57665 | Mesh | 0 | Sub-assembly | Active |  | 14 | 1 |  |  |  | Item | 4 | EA | 100 | 1 | 24 | Date |  |  | 2024-09-30 15:41 |  | * | [6 empty] | 24 |  | 1 | 0 |  | 0 | 17 |  |  | * |  |  | None | *
6 | 45-PERF-0190 | SQUARE WAVE WIRE MESH, STAINLESS STEEL 304, 1" SQUARE OPENING .88" OPPENING, 0.120" WIRE DIAMETER, LOCKCRIMP , 77% OPEN AREA, SHEET 48X120 | 0 | Purchased Item | Active |  | 1 | 1 |  |  |  | Item | 5.528 | SFT | 100 | 1 | 132.672 | Date |  |  | 2024-09-30 15:41 |  | * | [6 empty] | 132.672 |  | 1 | 15 |  | 0 | 16 |  |  | * |  |  | None | *
6 | IP-57665_DOC | Mesh | B | Reference Item - Document Management | Active |  | 99999 | 1 |  |  |  | Item | 1 | EA | 100 | 1 | 24 | Date |  |  | 2024-09-30 15:41 |  | * | [6 empty] | 24 |  | 1 |  |  | 0 | 0 | [5 empty] | None
5 | - IP-57664 | 14ga SS 304L Solid 60x144 | 0 | Sub-assembly | Active |  | 15 | 1 |  |  |  | Item | 1 | EA | 100 | 1 | 6 | Date |  |  | 2024-09-30 15:41 |  | * | [6 empty] | 6 |  | 1 | 0.064923 |  | 0.064923 | 22.0649 |  |  | * |  |  | None | *
6 | 45-304L-0192 | STEEL,304L,S/S,14GA,60X144 | 0 | Purchased Item | Active |  | 1 | 1 |  |  |  | Item | 0.012 | SFT | 100 | 1 | 0.072 | Date |  |  | 2024-09-30 15:41 |  | * | [6 empty] | 0.072 |  | 1 | 20 |  | 0 | 21 |  |  | * |  |  | None | *
6 | IP-57664_DOC | 14ga SS 304L Solid 60x144 | B | Reference Item - Document Management | Active |  | 99999 | 1 |  |  |  | Item | 1 | EA | 100 | 1 | 6 | Date |  |  | 2024-09-30 15:41 |  | * | [6 empty] | 6 |  | 1 |  |  | 0 | 0 | [5 empty] | None
5 | 75-BH-97525A505 | 18-8 Stainless Steel Blind Rivets Domed Head, 3/16" Diameter, for 0.251"-0.375" Material Thickness #97525A505 | 0 | Purchased Item | Active |  | 17 | 1 |  |  |  | Item | 4 | EA | 100 | 1 | 24 | Date |  |  | 2024-09-30 15:41 |  | * | [6 empty] | 24 |  | 1 | 5 |  | 0 | 6 |  |  | * |  |  | None | *
5 | - IP-66106 | 1x1x3/16 A36 STEEL ANGLE | 0 | Sub-assembly | Active |  | 18 | 1 |  |  |  | Item | 2 | EA | 100 | 1 | 12 | Date |  |  | 2024-09-30 15:41 |  | * | [6 empty] | 12 |  | 1 | 0 |  | 0 | 17 |  |  | * |  |  | None | *
6 | 40-AN-11316A6 | 1X1X3/16 A36 STEEL ANGLE | 0 | Purchased Item | Active |  | 1 | 1 |  |  |  | Item | 2.834 | FT | 100 | 1 | 34.008 | Date |  |  | 2024-09-30 15:41 |  | * | [6 empty] | 34.008 |  | 1 | 15 |  | 0 | 16 |  |  | * |  |  | None | *
5 | - IP-68047 | 1-1/2x1-1/2x3/16 ANGLE | 0 | Sub-assembly | Active |  | 19 | 1 |  |  |  | Item | 2 | EA | 100 | 1 | 12 | Date |  |  | 2024-09-30 15:41 |  | * | [6 empty] | 12 |  | 1 | 0 |  | 0 | 17 |  |  | * |  |  | None | *
6 | 40-AN-112112316 | 1-1/2X1-1/2X3/16 ANGLE | 0 | Purchased Item | Active |  | 1 | 1 |  |  |  | Item | 2.042 | FT | 100 | 1 | 24.504 | Date |  |  | 2024-09-30 15:41 |  | * | [6 empty] | 24.504 |  | 1 | 15 |  | 0 | 16 |  |  | * |  |  | None | *
5 | - IP-68046 | 1-1/2x1-1/2x3/16 ANGLE | 0 | Sub-assembly | Active |  | 20 | 1 |  |  |  | Item | 2 | EA | 100 | 1 | 12 | Date |  |  | 2024-09-30 15:41 |  | * | [6 empty] | 12 |  | 1 | 0 |  | 0 | 17 |  |  | * |  |  | None | *
6 | 40-AN-112112316 | 1-1/2X1-1/2X3/16 ANGLE | 0 | Purchased Item | Active |  | 1 | 1 |  |  |  | Item | 2.042 | FT | 100 | 1 | 24.504 | Date |  |  | 2024-09-30 15:41 |  | * | [6 empty] | 24.504 |  | 1 | 15 |  | 0 | 16 |  |  | * |  |  | None | *
5 | - MCYSC4-SWA-57666 | MCYSC4-SWA-57666 | 0 | Sub-assembly | Active |  | 21 | 1 |  |  |  | Item | 40 | EA | 100 | 1 | 240 | Date |  |  | 2024-09-30 15:41 |  | * | [6 empty] | 240 |  | 1 | 0 |  | 0 | 27 |  |  | * |  |  | None | *
6 | 75-CLAMP-0018 | 1/8" ID, 11/16" LONG , NYLON PLASTIC LOOP CLAMP COLOR: BLACK MCMASTER# 8876T11 | 0 | Purchased Item | Active |  | 2 | 1 |  |  |  | Item | 1 | EA | 100 | 1 | 240 | Date |  |  | 2024-09-30 15:41 |  | * | [6 empty] | 240 |  | 1 | 25 |  | 0 | 26 |  |  | * |  |  | None | *
6 | 75-SCWH-10-34-S | 10X3/4" SELF DRILL S.H.W ST.ST | 0 | Purchased Item | Active |  | 3 | 1 |  |  |  | Item | 1 | EA | 100 | 1 | 240 | Date |  |  | 2024-09-30 15:41 |  | * | [6 empty] | 240 |  | 1 | 20 |  | 0 | 21 |  |  | * |  |  | None | *
5 | MCYS06-SMA-65710_DOC | Fanguard assembly | B | Reference Item - Document Management | Active |  | 99999 | 1 |  |  |  | Item | 1 | EA | 100 | 1 | 6 | Date |  |  | 2024-09-30 15:41 |  | * | [6 empty] | 6 |  | 1 |  |  | 0 | 0 | [5 empty] | None
4 | MCYSC4-SMA-59410_DOC | FAN WALL SUB ASSY - RIGHT | C | Reference Item - Document Management | Active |  | 99999 | 1 |  |  |  | Item | 1 | EA | 100 | 1 | 1 | Date |  |  | 2024-09-30 15:41 |  | * | [6 empty] | 1 |  | 1 |  |  | 0 | 0 | [5 empty] | None
3 | 75-SCRW-S142034 | SCREW 1 4 X 20 X 3-4 | 0 | Purchased Item | Active |  | 2 | 1 |  |  |  | Item | 16 | EA | 100 | 1 | 16 | Date |  |  | 2024-09-30 15:41 |  | * | [6 empty] | 16 |  | 1 | 60 |  | 0 | 61 |  |  | * |  |  | None | *
3 | 75-W-14-BN1434S | 304 Stainless Steel-Neoprene Washer-0.275"ID - 5/8"OD | 0 | Purchased Item | Active |  | 5 | 1 |  |  |  | Item | 16 | EA | 100 | 1 | 16 | Date |  |  | 2024-09-30 15:41 |  | * | [6 empty] | 16 |  | 1 | 5 |  | 0 | 6 |  |  | * |  |  | None | *
2 | - MCYS06-SMA-66129 | FOAM DOOR SUB ASSY 3 | 0 | Sub-assembly | Active |  | 46 | 1 |  |  |  | Item | 1 | EA | 100 | 1 | 1 | Date |  |  | 2024-09-30 15:41 |  | * | [6 empty] | 1 |  | 1 | 0 |  | 3.0406 | 128 |  |  | * |  |  | None | *
3 | - MCYS06-SMA-66147 | DOOR 3 - INSTALLATION HARDWARE | 0 | Sub-assembly | Active |  | 1 | 1 |  |  |  | Item | 1 | EA | 100 | 1 | 1 | Date |  |  | 2024-09-30 15:41 |  | * | [6 empty] | 1 |  | 1 | 0 |  | 0 | 42 |  |  | * |  |  | None | *
4 | 75-SCWR-818-34 | SELF DRILLING SCREW 8-18, 3/4" LENGTH, ZINC PLATED PAN HEAD PHILLIPS, PART NO. 94060A197 | 0 | Purchased Item | Active |  | 1 | 1 |  |  |  | Item | 24 | EA | 100 | 1 | 24 | Date |  |  | 2024-09-30 15:41 |  | * | [6 empty] | 24 |  | 1 | 40 |  | 0 | 41 |  |  | * |  |  | None | *
4 | 75-SCWH-14-114 | 1/4-14x1 1/4" SELF DRILL S.H.W PL | 0 | Purchased Item | Active |  | 2 | 1 |  |  |  | Item | 33 | EA | 100 | 1 | 33 | Date |  |  | 2024-09-30 15:41 |  | * | [6 empty] | 33 |  | 1 | 20 |  | 0 | 21 |  |  | * |  |  | None | *
3 | - MCYSC4-SMA-54706 | DOOR FOAM MAIN ASSY - 1303 - 25" x 72" - OL | A | Sub-assembly | Active |  | 2 | 1 |  |  |  | Item | 1 | EA | 100 | 1 | 1 | Date |  |  | 2024-09-30 15:41 |  | * | [6 empty] | 1 |  | 1 | 2.9757 |  | 3.0406 | 65.9757 |  |  | * |  |  | None | *
4 | - MCYSC4-SMA-54693 | BOOM FOAM EXTERNAL FRAME SUB ASSY | 0 | Sub-assembly | Active |  | 1 | 1 |  |  |  | Item | 1 | EA | 100 | 1 | 1 | Date |  |  | 2024-09-30 15:41 |  | * | [6 empty] | 1 |  | 1 | 0 |  | 0 | 53 |  |  | * |  |  | None | *
5 | - IP-54692 | 3'' EXT. AL. DOOR FRAME,B) GRAY COATED, DIE # 12005 | 0 | Sub-assembly | Active |  | 1 | 1 |  |  |  | Item | 2 | EA | 100 | 1 | 2 | Date |  |  | 2024-09-30 15:41 |  | * | [6 empty] | 2 |  | 1 | 0 |  | 0 | 52 |  |  | * |  |  | None | *
6 | 76-AD-12005G | 3" EXT.AL.DOOR FRAME,(B)GRAY COATED, DIE# 12005 | 0 | Purchased Item | Active |  | 1 | 1 |  |  |  | Item | 6.464 | FT | 100 | 1 | 12.928 | Date |  |  | 2024-09-30 15:41 |  | * | [6 empty] | 12.928 |  | 1 | 50 |  | 0 | 51 |  |  | * |  |  | None | *
5 | - IP-54691 | 3" EXT.AL.DOOR FRAME,(B)Gray Coated, Die# 12005 | 0 | Sub-assembly | Active |  | 2 | 1 |  |  |  | Item | 2 | EA | 100 | 1 | 2 | Date |  |  | 2024-09-30 15:41 |  | * | [6 empty] | 2 |  | 1 | 0 |  | 0 | 52 |  |  | * |  |  | None | *
6 | 76-AD-12005G | 3" EXT.AL.DOOR FRAME,(B)GRAY COATED, DIE# 12005 | 0 | Purchased Item | Active |  | 1 | 1 |  |  |  | Item | 2.547 | FT | 100 | 1 | 5.094 | Date |  |  | 2024-09-30 15:41 |  | * | [6 empty] | 5.094 |  | 1 | 50 |  | 0 | 51 |  |  | * |  |  | None | *
5 | 75-SCW-6201 | #6-20 X 1" SQUARE PAN HEAD SELF DRILLING SCREW 410 STAINLESS STEEL #2 POINT EPOXY PN 0176160 | 0 | Purchased Item | Active |  | 3 | 1 |  |  |  | Item | 8 | EA | 100 | 1 | 8 | Date |  |  | 2024-09-30 15:41 |  | * | [6 empty] | 8 |  | 1 | 20 |  | 0 | 21 |  |  | * |  |  | None | *
4 | - IP-54701 | Aluminum 5052,0.040GA Width 45.748" EXTERIOR: Clear Conductive Gloss Only, HEAVY EMBOSSED; INTERIOR: Epoxy primer | 0 | Sub-assembly | Active |  | 2 | 1 |  |  |  | Item | 1 | EA | 100 | 1 | 1 | Date |  |  | 2024-09-30 15:41 |  | * | [6 empty] | 1 |  | 1 | 0.024346 |  | 0.024346 | 17.0243 |  |  | * |  |  | None | *
5 | 46-PRPCAL040EG1 | ALUMINUM 5052,0.040GA WIDTH 45.748" EXTERIOR: CLEAR CONDUCTIVE GLOSS ONLY, HEAVY EMBOSSED; INTERIOR: EPOXY PRIMER | 0 | Purchased Item | Active |  | 1 | 1 |  |  |  | Item | 12.165 | SFT | 100 | 1 | 12.165 | Date |  |  | 2024-09-30 15:41 |  | * | [6 empty] | 12.165 |  | 1 | 15 |  | 0 | 16 |  |  | * |  |  | None | *
4 | - MCYSC4-SMA-54717 | 7-PIN HANDLE OUT-SWING LEFT | 0 | Sub-assembly | Active |  | 3 | 1 |  |  |  | Item | 1 | EA | 100 | 1 | 1 | Date |  |  | 2024-09-30 15:41 |  | * | [6 empty] | 1 |  | 1 | 0 |  | 0 | 62 |  |  | * |  |  | None | *
5 | 76-HAND-1819 | HANDLE DEFEATER | 0 | Purchased Item | Active |  | 2 | 1 |  |  |  | Item | 1 | EA | 100 | 1 | 1 | Date |  |  | 2024-09-30 15:41 |  | * | [6 empty] | 1 |  | 1 | 30 |  | 0 | 31 |  |  | * |  |  | None | *
5 | 76-HANDLE-0110 | Inside Door Handle - Red Hand Grip #265076-50 | 0 | Purchased Item | Active |  | 3 | 1 |  |  |  | Item | 1 | EA | 100 | 1 | 1 | Date |  |  | 2024-09-30 15:41 |  | * | [6 empty] | 1 |  | 1 | 60 |  | 0 | 61 |  |  | * |  |  | None | *
5 | 76-ROLLER-698 | LONG ROLLER CAM FOR .313 SHAFT, BLACK PLASTIC | 0 | Purchased Item | Active |  | 4 | 1 |  |  |  | Item | 1 | EA | 100 | 1 | 1 | Date |  |  | 2024-09-30 15:41 |  | * | [6 empty] | 1 |  | 1 | 40 |  | 0 | 41 |  |  | * |  |  | None | *
4 | - MCYSC4-SMA-54690 | HINGE SUB ASSY - FOAM DOOR | 0 | Sub-assembly | Active |  | 4 | 1 |  |  |  | Item | 4 | EA | 100 | 1 | 4 | Date |  |  | 2024-09-30 15:41 |  | * | [6 empty] | 4 |  | 1 | 0 |  | 0 | 32 |  |  | * |  |  | None | *
5 | 76-HING-AC0210 | Part of Assembly ALLEGIS HINGE #AC0210-T2 | 0 | Purchased Item | Active |  | 1 | 1 |  |  |  | Item | 1 | EA | 100 | 1 | 4 | Date |  |  | 2024-09-30 15:41 |  | * | [6 empty] | 4 |  | 1 | 30 |  | 0 | 31 |  |  | * |  |  | None | *
5 | 75-BPH-142012 | 1/4"-20 X 1/2", 410 STAINLESS STEEL THREAD-CUTTING SCREW, PHILLIPS HEAD # 98273A355 | 0 | Purchased Item | Active |  | 2 | 1 |  |  |  | Item | 6 | EA | 100 | 1 | 24 | Date |  |  | 2024-09-30 15:41 |  | * | [6 empty] | 24 |  | 1 | 25 |  | 0 | 26 |  |  | * |  |  | None | *
4 | - IP-54702 | Steel G90 20GA Width 44.488",EXTERIOR: Clear Conductive Gloss Only, INTERIOR:Epoxy | 0 | Sub-assembly | Active |  | 5 | 1 |  |  |  | Item | 1 | EA | 100 | 1 | 1 | Date |  |  | 2024-09-30 15:41 |  | * | [6 empty] | 1 |  | 1 | 0.024346 |  | 0.024346 | 22.0243 |  |  | * |  |  | None | *
5 | 46-PRPCG9020GO | STEEL G90 20GA WIDTH 44.488",EXTERIOR: CLEAR CONDUCTIVE GLOSS ONLY, INTERIOR:EPOXY | 0 | Purchased Item | Active |  | 1 | 1 |  |  |  | Item | 12.165 | SFT | 100 | 1 | 12.165 | Date |  |  | 2024-09-30 15:41 |  | * | [6 empty] | 12.165 |  | 1 | 20 |  | 0 | 21 |  |  | * |  |  | None | *
4 | - IP-54700 | R-max Polyisocyanurate Foam Board, 2.5lbs/ft3, GRF faced, 2.0” thick, 43 x 120” | 0 | Sub-assembly | Active |  | 6 | 1 |  |  |  | Item | 1 | EA | 100 | 1 | 1 | Date |  |  | 2024-09-30 15:41 |  | * | [6 empty] | 1 |  | 1 | 0 |  | 0 | 17 |  |  | * |  |  | None | *
5 | 35-INSU-RM24312 | R-MAX POLYISOCYANURATE FOAM BOARD, 2.5LBS/FT3, GRF FACED, 2.0” THICK, 43 X 120” | 0 | Purchased Item | Active |  | 1 | 1 |  |  |  | Item | 12.165 | SFT | 100 | 1 | 12.165 | Date |  |  | 2024-09-30 15:41 |  | * | [6 empty] | 12.165 |  | 1 | 15 |  | 0 | 16 |  |  | * |  |  | None | *
4 | - MCYSC4-SMA-54697 | MCYSC4-SMA-54697 | 0 | Sub-assembly | Active |  | 7 | 1 |  |  |  | Item | 3 | EA | 100 | 1 | 3 | Date |  |  | 2024-09-30 15:41 |  | * | [6 empty] | 3 |  | 1 | 0 |  | 0 | 62 |  |  | * |  |  | None | *
5 | 75-NH-3816BPS | 3/8"-16 Distorted-Thread Flange Hex Locknut, Grade G, Black-Phosphate Steel, Mcmaster# 90949A031 | 0 | Purchased Item | Active |  | 1 | 1 |  |  |  | Item | 3 | EA | 100 | 1 | 9 | Date |  |  | 2024-09-30 15:41 |  | * | [6 empty] | 9 |  | 1 | 5 |  | 0 | 6 |  |  | * |  |  | None | *
5 | 76-RCAM-0100 | ROLLER CAM VH 2321S07-R01 #2321S07-R01 | 0 | Purchased Item | Active |  | 4 | 1 |  |  |  | Item | 1 | EA | 100 | 1 | 3 | Date |  |  | 2024-09-30 15:41 |  | * | [6 empty] | 3 |  | 1 | 40 |  | 0 | 41 |  |  | * |  |  | None | *
5 | 76-DOOR-P0003 | TINNERMAN NUT | 0 | Purchased Item | Active |  | 5 | 1 |  |  |  | Item | 1 | EA | 100 | 1 | 3 | Date |  |  | 2024-09-30 15:41 |  | * | [6 empty] | 3 |  | 1 | 30 |  | 0 | 31 |  |  | * |  |  | None | *
5 | 76-HANDLE-0110 | Inside Door Handle - Red Hand Grip #265076-50 | 0 | Purchased Item | Active |  | 7 | 1 |  |  |  | Item | 1 | EA | 100 | 1 | 3 | Date |  |  | 2024-09-30 15:41 |  | * | [6 empty] | 3 |  | 1 | 60 |  | 0 | 61 |  |  | * |  |  | None | *
5 | 76-ARM-2650 | Klimaflex Interlink Arm Allegis P/N 265079-10 | 0 | Purchased Item | Active |  | 9 | 1 |  |  |  | Item | 1 | EA | 100 | 1 | 3 | Date |  |  | 2024-09-30 15:41 |  | * | [6 empty] | 3 |  | 1 | 30 |  | 0 | 31 |  |  | * |  |  | None | *
5 | 76-HOUSING-S75 | KLIMAFLEX LATCH HOUSING 8MM SHAFT FOR 3"DOOR THICKNESS PN 265078-S75 | 0 | Finished Good - Buy | Active |  | 10 | 1 |  |  |  | Item | 1 | EA | 100 | 1 | 3 | Date |  |  | 2024-09-30 15:41 |  | * | [6 empty] | 3 |  | 1 | 40 |  | 0 | 41 |  |  | * |  |  | None | *
5 | 76-HANDLE-0100 | HANDLE STANDARD OUTSWING | 0 | Purchased Item | Active |  | 11 | 1 |  |  |  | Item | 1 | EA | 100 | 1 | 3 | Date |  |  | 2024-09-30 15:41 |  | * | [6 empty] | 3 |  | 1 | 60 |  | 0 | 61 |  |  | * |  |  | None | *
4 | - MCYSC4-SMA-54696 | BOOM FOAM INTERNAL FRAME SUB ASSY | 0 | Sub-assembly | Active |  | 8 | 1 |  |  |  | Item | 1 | EA | 100 | 1 | 1 | Date |  |  | 2024-09-30 15:41 |  | * | [6 empty] | 1 |  | 1 | 0 |  | 0 | 53 |  |  | * |  |  | None | *
5 | - IP-54694 | 3" AL.DOOR FRAME,(A)Gray Coated, Die# 12003 | 0 | Sub-assembly | Active |  | 1 | 1 |  |  |  | Item | 2 | EA | 100 | 1 | 2 | Date |  |  | 2024-09-30 15:41 |  | * | [6 empty] | 2 |  | 1 | 0 |  | 0 | 52 |  |  | * |  |  | None | *
6 | 76-AD-12003G | 3" AL.DOOR FRAME,(A)GRAY COATED, DIE# 12003 | 0 | Purchased Item | Active |  | 1 | 1 |  |  |  | Item | 2.307 | FT | 100 | 1 | 4.614 | Date |  |  | 2024-09-30 15:41 |  | * | [6 empty] | 4.614 |  | 1 | 50 |  | 0 | 51 |  |  | * |  |  | None | *
5 | - IP-54695 | 3" AL.DOOR FRAME,(A)Gray Coated, Die# 12003 | 0 | Sub-assembly | Active |  | 2 | 1 |  |  |  | Item | 2 | EA | 100 | 1 | 2 | Date |  |  | 2024-09-30 15:41 |  | * | [6 empty] | 2 |  | 1 | 0 |  | 0 | 52 |  |  | * |  |  | None | *
6 | 76-AD-12003G | 3" AL.DOOR FRAME,(A)GRAY COATED, DIE# 12003 | 0 | Purchased Item | Active |  | 1 | 1 |  |  |  | Item | 6.224 | FT | 100 | 1 | 12.448 | Date |  |  | 2024-09-30 15:41 |  | * | [6 empty] | 12.448 |  | 1 | 50 |  | 0 | 51 |  |  | * |  |  | None | *
5 | 75-SCW-6201 | #6-20 X 1" SQUARE PAN HEAD SELF DRILLING SCREW 410 STAINLESS STEEL #2 POINT EPOXY PN 0176160 | 0 | Purchased Item | Active |  | 3 | 1 |  |  |  | Item | 8 | EA | 100 | 1 | 8 | Date |  |  | 2024-09-30 15:41 |  | * | [6 empty] | 8 |  | 1 | 20 |  | 0 | 21 |  |  | * |  |  | None | *
4 | - IP-60453 | 0.063 AL Solid coil 60 | A | Sub-assembly | Active |  | 9 | 1 |  |  |  | Item | 1 | EA | 100 | 1 | 1 | Date |  |  | 2024-09-30 15:41 |  | * | [6 empty] | 1 |  | 1 | 0.064923 |  | 0.064923 | 17.0649 |  |  | * |  |  | None | *
5 | 45-A03C063-60 | ALUMINUM,3003,.063",60" COIL | 0 | Purchased Item | Active |  | 1 | 1 |  |  |  | Item | 0.032 | SFT | 100 | 1 | 0.032 | Date |  |  | 2024-09-30 15:41 |  | * | [6 empty] | 0.032 |  | 1 | 15 |  | 0 | 16 |  |  | * |  |  | None | *
4 | 75-SCWH-14-34 | 1/4-14x3/4" SELF DRILL HEX S.H.W PL | 0 | Purchased Item | Active |  | 10 | 1 |  |  |  | Item | 2 | EA | 100 | 1 | 2 | Date |  |  | 2024-09-30 15:41 |  | * | [6 empty] | 2 |  | 1 | 20 |  | 0 | 21 |  |  | * |  |  | None | *
4 | - MCYS06-SVA-66271 | SUB ASSY VIRTUAL PARTS DOORS | 0 | Phantom item | Active |  | 11 | 1 |  |  |  | Item | 1 | EA | 100 | 1 | 1 | Date |  |  | 2024-09-30 15:41 |  | * | [6 empty] | 1 |  | 1 | 0 |  | 0 | 32 |  |  | * |  |  | None
5 | 85-ADH-3M-740G2 | 3M HYBRID SEALANT 740 (GRAY), 290ML. CASTRIDGE | 0 | Purchased Item | Active |  | 1 | 1 |  |  |  | Item | 1 | EA | 100 | 1 | 1 | Date |  |  | 2024-09-30 15:41 |  | * | [6 empty] | 1 |  | 1 | 30 |  | 0 | 31 |  |  | * |  |  | None | *
5 | 85-GASK-B273BT | SQUARE GASKET 0.5" X 0.38" WATER TIGHT RUBBER SEAL TRIM-LOK P/N: B273BT SINGLE | 0 | Purchased Item | Active |  | 2 | 1 |  |  |  | Item | 35 | FT | 100 | 1 | 35 | Date |  |  | 2024-09-30 15:41 |  | * | [6 empty] | 35 |  | 1 | 5 |  | 0 | 6 |  |  | * |  |  | None | *
5 | 85-ADH-3M-550G | 3M POLYURETHANE ADHESIVE SEALANT 550 FAST CURE GRAY, 10.5 OZ CASTRIDGE | 0 | Purchased Item | Active |  | 3 | 1 |  |  |  | Item | 1 | EA | 100 | 1 | 1 | Date |  |  | 2024-09-30 15:41 |  | * | [6 empty] | 1 |  | 1 | 30 |  | 0 | 31 |  |  | * |  |  | None | *
3 | - IP-59294 | 16ga GA Brt coil 60 | L | Sub-assembly | Active |  | 3 | 1 |  |  |  | Item | 2 | EA | 100 | 1 | 2 | Date |  |  | 2024-09-30 15:41 |  | * | [6 empty] | 2 |  | 1 | 0.064923 |  | 0.064923 | 17.0649 |  |  | * |  |  | None | *
4 | 45-GALC-0275 | STEEL,GALV,G90,16 GA,60" COIL | 0 | Purchased Item | Active |  | 1 | 1 |  |  |  | Item | 0.98171 | SFT | 100 | 1 | 1.9634 | Date |  |  | 2024-09-30 15:41 |  | * | [6 empty] | 1.9634 |  | 1 | 15 |  | 0 | 16 |  |  | * |  |  | None | *
4 | IP-59294_DOC | 16ga GA Brt coil 60 | 0 | Reference Item - Document Management | Active |  | 8 | 1 |  |  |  | Item | 1 | EA | 100 | 1 | 2 | Date |  |  | 2024-09-30 15:41 |  | * | [6 empty] | 2 |  | 1 |  |  | 0 | 0 | [5 empty] | None
3 | - IP-59293 | 16ga GA Brt coil 60 | L | Sub-assembly | Active |  | 4 | 1 |  |  |  | Item | 2 | EA | 100 | 1 | 2 | Date |  |  | 2024-09-30 15:41 |  | * | [6 empty] | 2 |  | 1 | 0.064923 |  | 0.064923 | 41.0649 |  |  | * |  |  | None | *
4 | 45-GALC-0275 | STEEL,GALV,G90,16 GA,60" COIL | 0 | Purchased Item | Active |  | 1 | 1 |  |  |  | Item | 2.4518 | SFT | 100 | 1 | 4.9036 | Date |  |  | 2024-09-30 15:41 |  | * | [6 empty] | 4.9036 |  | 1 | 15 |  | 0 | 16 |  |  | * |  |  | None | *
4 | IP-59293_DOC | 16ga GA Brt coil 60 | 0 | Reference Item - Document Management | Active |  | 7 | 1 |  |  |  | Item | 1 | EA | 100 | 1 | 2 | Date |  |  | 2024-09-30 15:41 |  | * | [6 empty] | 2 |  | 1 | 40 |  | 0 | 40 | [5 empty] | None
3 | - IP-57641 | C-RG-61, MATERIAL: 16 GA JKT | A | Sub-assembly | Active |  | 5 | 1 |  |  |  | Item | 1 | EA | 100 | 1 | 1 | Date |  |  | 2024-09-30 15:41 |  | * | [6 empty] | 1 |  | 1 | 0.064923 |  | 0.064923 | 17.0649 |  |  | * |  |  | None | *
4 | 45-GALC-0225 | STEEL,JKT,A60,16 GA,60" COIL | 0 | Purchased Item | Active |  | 1 | 1 |  |  |  | Item | 0.822 | SFT | 100 | 1 | 0.822 | Date |  |  | 2024-09-30 15:41 |  | * | [6 empty] | 0.822 |  | 1 | 15 |  | 0 | 16 |  |  | * |  |  | None | *
3 | - MCYSC4-SMA-54723 | DOOR STOP - LEFT JKT 1 | 0 | Sub-assembly | Active |  | 6 | 1 |  |  |  | Item | 1 | EA | 100 | 1 | 1 | Date |  |  | 2024-09-30 15:41 |  | * | [6 empty] | 1 |  | 1 | 0 |  | 0.064923 | 22 |  |  | * |  |  | None | *
4 | 75-RB-11438 | RUBBER BUMPER, RED, 1-1/4" DIA. X 1-1/4” HGT., 3/8"-16 THREADED HOLE, SHORE 85A, MCMASTER 9546K51 | 0 | Purchased Item | Active |  | 1 | 1 |  |  |  | Item | 1 | EA | 100 | 1 | 1 | Date |  |  | 2024-09-30 15:41 |  | * | [6 empty] | 1 |  | 1 | 5 |  | 0 | 6 |  |  | * |  |  | None | *
4 | 75-SCWH-14-114 | 1/4-14x1 1/4" SELF DRILL S.H.W PL | 0 | Purchased Item | Active |  | 2 | 1 |  |  |  | Item | 2 | EA | 100 | 1 | 2 | Date |  |  | 2024-09-30 15:41 |  | * | [6 empty] | 2 |  | 1 | 20 |  | 0 | 21 |  |  | * |  |  | None | *
4 | - IP-54719 | 16ga GA Jkt coil 60 | A | Sub-assembly | Active |  | 3 | 1 |  |  |  | Item | 1 | EA | 100 | 1 | 1 | Date |  |  | 2024-09-30 15:41 |  | * | [6 empty] | 1 |  | 1 | 0.064923 |  | 0.064923 | 17.0649 |  |  | * |  |  | None | *
5 | 45-GALV-0130 | STEEL,JKT,A60,12GA,60X120 | 0 | Purchased Item | Active |  | 100009 | 1 |  |  |  | Item | 0.025 | SFT | 100 | 1 | 0.025 | Date |  |  | 2024-10-15 09:58 |  | * |  |  | WIP_APU-1 |  |  |  | 0.025 |  | 1 | 15 |  | 0 | 16 |  |  | * |  |  | None | *
4 | 75-W-38-LOCK-P | Zinc Plated-Lock Washer-3/8" | 0 | Purchased Item | Active |  | 4 | 1 |  |  |  | Item | 1 | EA | 100 | 1 | 1 | Date |  |  | 2024-09-30 15:41 |  | * | [6 empty] | 1 |  | 1 | 20 |  | 0 | 21 |  |  | * |  |  | None | *
4 | 75-BH-381634-P | 3/8-16X3/4-HEX/BOLT-PLT-G5 | 0 | Purchased Item | Active |  | 5 | 1 |  |  |  | Item | 1 | EA | 100 | 1 | 1 | Date |  |  | 2024-09-30 15:41 |  | * | [6 empty] | 1 |  | 1 | 5 |  | 0 | 6 |  |  | * |  |  | None | *
4 | 75-W-38-FLAT-P | Zinc Plated-Flat Washer-3/8" | 0 | Purchased Item | Active |  | 6 | 1 |  |  |  | Item | 1 | EA | 100 | 1 | 1 | Date |  |  | 2024-09-30 15:41 |  | * | [6 empty] | 1 |  | 1 | 15 |  | 0 | 16 |  |  | * |  |  | None | *
3 | - MCYS06-SMA-66219 | LABELS DOOR 3 - SUB ASSY | 0 | Sub-assembly | Active |  | 7 | 1 |  |  |  | Item | 1 | EA | 100 | 1 | 1 | Date |  |  | 2024-09-30 15:41 |  | * | [6 empty] | 1 |  | 1 | 0 |  | 0 | 127 |  |  | * |  |  | None | *
4 | 75-BR-146325A | 1/4" DIAMETER, 0.0630"-0.25" MATERIAL THICKNESS, ALUMINUM BLIND RIVET WITH ALUMINUM MANDREL MCMASTER# 97447A651 | 0 | Purchased Item | Active |  | 1 | 1 |  |  |  | Item | 2 | EA | 100 | 1 | 2 | Date |  |  | 2024-09-30 15:41 |  | * | [6 empty] | 2 |  | 1 | 125 |  | 0 | 126 |  |  | * |  |  | None | *
4 | - IP-57844 | ROWMARK ULTRA-MATTES BLACK/WHITE 1/8" ENGRAVING PLASTIC # 342402 | 0 | Sub-assembly | Active |  | 3 | 1 |  |  |  | Item | 1 | EA | 100 | 1 | 1 | Date |  |  | 2024-09-30 15:41 |  | * | [6 empty] | 1 |  | 1 | 0 |  | 0 | 7 |  |  | * |  |  | None | *
5 | 10-HOAL-SS0112 | ROWMARK ULTRA-MATTES BLACK/WHITE 1/8" ENGRAVING PLASTIC # 342402 | 0 | Purchased Item | Active |  | 1 | 1 |  |  |  | Item | 0.1125 | SFT | 100 | 1 | 0.1125 | Date |  |  | 2024-09-30 15:41 |  | * | [6 empty] | 0.1125 |  | 1 | 5 |  | 0 | 6 |  |  | * |  |  | None | *
4 | - IP-57851 | ROWMARK ULTRA-MATTES BLACK/WHITE 1/8" ENGRAVING PLASTIC # 342402 | 0 | Sub-assembly | Active |  | 4 | 1 |  |  |  | Item | 1 | EA | 100 | 1 | 1 | Date |  |  | 2024-09-30 15:41 |  | * | [6 empty] | 1 |  | 1 | 0 |  | 0 | 7 |  |  | * |  |  | None | *
5 | 10-HOAL-SS0112 | ROWMARK ULTRA-MATTES BLACK/WHITE 1/8" ENGRAVING PLASTIC # 342402 | 0 | Purchased Item | Active |  | 1 | 1 |  |  |  | Item | 0.1125 | SFT | 100 | 1 | 0.1125 | Date |  |  | 2024-09-30 15:41 |  | * | [6 empty] | 0.1125 |  | 1 | 5 |  | 0 | 6 |  |  | * |  |  | None | *
4 | 10017317P1 | LABEL WARNING DOOR UNDER PRESS | 0 | Purchased Item | Active |  | 5 | 1 |  |  |  | Item | 1 | EA | 100 | 1 | 1 | Date |  |  | 2024-10-12 |  | * | [6 empty] | 1 |  | 1 | 35 |  | 0 | 36 |  |  | * |  |  | None | *
2 | - MCYS06-SMA-66207 | FAN WALL 2 ASSY EBS | B | Sub-assembly | Active |  | 47 | 1 |  |  |  | Item | 1 | EA | 100 | 1 | 1 | Date |  |  | 2024-09-30 15:41 |  | * | [6 empty] | 1 |  | 1 | 0.091975 |  | 0.36249 | 74.092 |  |  | * |  |  | None | *
3 | 75-SCRW-S142034 | SCREW 1 4 X 20 X 3-4 | 0 | Purchased Item | Active |  | 1 | 1 |  |  |  | Item | 16 | EA | 100 | 1 | 16 | Date |  |  | 2024-09-30 15:41 |  | * | [6 empty] | 16 |  | 1 | 60 |  | 0 | 61 |  |  | * |  |  | None | *
3 | - MCYSC4-SMA-59409 | FAN WALL SUB ASSY - LEFT | 0 | Sub-assembly | Active |  | 2 | 1 |  |  |  | Item | 1 | EA | 100 | 1 | 1 | Date |  |  | 2024-09-30 15:41 |  | * | [6 empty] | 1 |  | 1 | 0 |  | 0.27051 | 73 |  |  | * |  |  | None | *
4 | 75-SCRW-S142034 | SCREW 1 4 X 20 X 3-4 | 0 | Purchased Item | Active |  | 12 | 1 |  |  |  | Item | 73 | EA | 100 | 1 | 73 | Date |  |  | 2024-09-30 15:41 |  | * | [6 empty] | 73 |  | 1 | 60 |  | 0 | 61 |  |  | * |  |  | None | *
4 | 75-NH-3816-SS | 304 STAINLESS STEEL-HEX NUT-3/8"-16 THREADS PER INCH | 0 | Purchased Item | Active |  | 13 | 1 |  |  |  | Item | 48 | EA | 100 | 1 | 48 | Date |  |  | 2024-09-30 15:41 |  | * | [6 empty] | 48 |  | 1 | 5 |  | 0 | 6 |  |  | * |  |  | None | *
4 | 75-BH-58112-S | 5/8-11 X 2 HEX/BOLT S/S | 0 | Purchased Item | Active |  | 14 | 1 |  |  |  | Item | 2 | EA | 100 | 1 | 2 | Date |  |  | 2024-09-30 15:41 |  | * | [6 empty] | 2 |  | 1 | 5 |  | 0 | 6 |  |  | * |  |  | None | *
4 | 75-SCWH-10-34-S | 10X3/4" SELF DRILL S.H.W ST.ST | 0 | Purchased Item | Active |  | 15 | 1 |  |  |  | Item | 120 | EA | 100 | 1 | 120 | Date |  |  | 2024-09-30 15:41 |  | * | [6 empty] | 120 |  | 1 | 20 |  | 0 | 21 |  |  | * |  |  | None | *
4 | 54-EB-K3G56006 | EBMPAPST FAN MODEL# K3G560-PB31-06, GEN3 MOTOR, SPIDER MOUNT, INLET PLATE POINTED TO THE MOTOR | 0 | Purchased Item | Active |  | 16 | 1 |  |  |  | Item | 6 | EA | 100 | 1 | 6 | Date |  |  | 2024-09-30 15:41 |  | * | [6 empty] | 6 |  | 1 | 65 |  | 0 | 72 |  |  | * |  |  | None | *
4 | 75-W-38-LOCK-SS | 304 STAINLESS STEEL-LOCK WASHER-3/8" | 0 | Purchased Item | Active |  | 17 | 1 |  |  |  | Item | 84 | EA | 100 | 1 | 84 | Date |  |  | 2024-09-30 15:41 |  | * | [6 empty] | 84 |  | 1 | 20 |  | 0 | 21 |  |  | * |  |  | None | *
4 | - MCYSC4-SWA-54976 | BASE - FAN STRUCTURE RACK A SUB ASSY | 0 | Sub-assembly | Active |  | 18 | 1 |  |  |  | Item | 1 | EA | 100 | 1 | 1 | Date |  |  | 2024-09-30 15:41 |  | * | [6 empty] | 1 |  | 1 | 0 |  | 0.27051 | 62.2705 |  |  | * |  |  | None | *
5 | - IP-60280 | 14ga GA Jkt coil 60 | 0 | Sub-assembly | Active |  | 14 | 1 |  |  |  | Item | 2 | EA | 100 | 1 | 2 | Date |  |  | 2024-09-30 15:41 |  | * | [6 empty] | 2 |  | 1 | 0.024346 |  | 0.024346 | 22.0243 |  |  | * |  |  | None | *
6 | 45-304L-0192 | STEEL,304L,S/S,14GA,60X144 | 0 | Purchased Item | Active |  | 1 | 1 |  |  |  | Item | 1.457 | SFT | 100 | 1 | 2.914 | Date |  |  | 2024-09-30 15:41 |  | * | [6 empty] | 2.914 |  | 1 | 20 |  | 0 | 21 |  |  | * |  |  | None | *
6 | IP-60280_DOC | 14ga GA Jkt coil 60 | B | Reference Item - Document Management | Active |  | 99999 | 1 |  |  |  | Item | 1 | EA | 100 | 1 | 2 | Date |  |  | 2024-09-30 15:41 |  | * | [6 empty] | 2 |  | 1 |  |  | 0 | 0 | [5 empty] | None
5 | - IP-60428 | TUBE 2 x 2 x .250, 40ft LONG. | 0 | Sub-assembly | Active |  | 15 | 1 |  |  |  | Item | 1 | EA | 100 | 1 | 1 | Date |  |  | 2024-09-30 15:41 |  | * | [6 empty] | 1 |  | 1 | 0 |  | 0 | 17 |  |  | * |  |  | None | *
6 | 40-TUBE-2214 | TUBE 2 X 2 X .250, 40FT LONG. | 0 | Purchased Item | Active |  | 1 | 1 |  |  |  | Item | 10.7396 | FT | 100 | 1 | 10.7396 | Date |  |  | 2024-09-30 15:41 |  | * | [6 empty] | 10.7396 |  | 1 | 15 |  | 0 | 16 |  |  | * |  |  | None | *
6 | IP-60428_DOC | TUBE 2 x 2 x .250, 40ft LONG. | B | Reference Item - Document Management | Active |  | 99999 | 1 |  |  |  | Item | 1 | EA | 100 | 1 | 1 | Date |  |  | 2024-09-30 15:41 |  | * | [6 empty] | 1 |  | 1 | 5 |  | 0 | 5 | [5 empty] | None
5 | - IP-60436 | TUBE 2 x 2 x .250, 40ft LONG. | 0 | Sub-assembly | Active |  | 16 | 1 |  |  |  | Item | 1 | EA | 100 | 1 | 1 | Date |  |  | 2024-09-30 15:41 |  | * | [6 empty] | 1 |  | 1 | 0 |  | 0 | 17 |  |  | * |  |  | None | *
6 | 40-TUBE-2214 | TUBE 2 X 2 X .250, 40FT LONG. | 0 | Purchased Item | Active |  | 1 | 1 |  |  |  | Item | 2.625 | FT | 100 | 1 | 2.625 | Date |  |  | 2024-09-30 15:41 |  | * | [6 empty] | 2.625 |  | 1 | 15 |  | 0 | 16 |  |  | * |  |  | None | *
6 | IP-60436_DOC | TUBE 2 x 2 x .250, 40ft LONG | B | Reference Item - Document Management | Active |  | 99999 | 1 |  |  |  | Item | 1 | EA | 100 | 1 | 1 | Date |  |  | 2024-09-30 15:41 |  | * | [6 empty] | 1 |  | 1 |  |  | 0 | 0 | [5 empty] | None
5 | - IP-54970 | 14ga GA Jkt coil 60 | 0 | Sub-assembly | Active |  | 17 | 1 |  |  |  | Item | 2 | EA | 100 | 1 | 2 | Date |  |  | 2024-09-30 15:41 |  | * | [6 empty] | 2 |  | 1 | 0.024346 |  | 0.024346 | 22.0243 |  |  | * |  |  | None | *
6 | 45-304L-0192 | STEEL,304L,S/S,14GA,60X144 | 0 | Purchased Item | Active |  | 1 | 1 |  |  |  | Item | 1.457 | SFT | 100 | 1 | 2.914 | Date |  |  | 2024-09-30 15:41 |  | * | [6 empty] | 2.914 |  | 1 | 20 |  | 0 | 21 |  |  | * |  |  | None | *
6 | IP-54970_DOC | 14ga GA Jkt coil 60 | B | Reference Item - Document Management | Active |  | 99999 | 1 |  |  |  | Item | 1 | EA | 100 | 1 | 2 | Date |  |  | 2024-09-30 15:41 |  | * | [6 empty] | 2 |  | 1 |  |  | 0 | 0 | [5 empty] | None
5 | - IP-57784 | 14ga GA Jkt coil 60 | 0 | Sub-assembly | Active |  | 18 | 1 |  |  |  | Item | 1 | EA | 100 | 1 | 1 | Date |  |  | 2024-09-30 15:41 |  | * | [6 empty] | 1 |  | 1 | 0.024346 |  | 0.024346 | 22.0243 |  |  | * |  |  | None | *
6 | 45-304L-0192 | STEEL,304L,S/S,14GA,60X144 | 0 | Purchased Item | Active |  | 1 | 1 |  |  |  | Item | 2.854 | SFT | 100 | 1 | 2.854 | Date |  |  | 2024-09-30 15:41 |  | * | [6 empty] | 2.854 |  | 1 | 20 |  | 0 | 21 |  |  | * |  |  | None | *
6 | IP-57784_DOC | 14ga GA Jkt coil 60 | C | Reference Item - Document Management | Active |  | 99999 | 1 |  |  |  | Item | 1 | EA | 100 | 1 | 1 | Date |  |  | 2024-09-30 15:41 |  | * | [6 empty] | 1 |  | 1 |  |  | 0 | 0 | [5 empty] | None
5 | - IP-60429 | STL,TUBE,A36, 3 x 2 x 1/4" piece 40 ft long | 0 | Sub-assembly | Active |  | 19 | 1 |  |  |  | Item | 1 | EA | 100 | 1 | 1 | Date |  |  | 2024-09-30 15:41 |  | * | [6 empty] | 1 |  | 1 | 0 |  | 0 | 41 |  |  | * |  |  | None | *
6 | 40-TUBE-A332144 | STL,TUBE,A36, 3 X 2 X 1/4" PIECE 40 FT LONG | 0 | Purchased Item | Active |  | 1 | 1 |  |  |  | Item | 10.7396 | FT | 100 | 1 | 10.7396 | Date |  |  | 2024-09-30 15:41 |  | * | [6 empty] | 10.7396 |  | 1 | 15 |  | 0 | 16 |  |  | * |  |  | None | *
6 | IP-60429_DOC | STL,TUBE,A36, 3 x 2 x 1/4" piece 40 ft long | B | Reference Item - Document Management | Active |  | 99999 | 1 |  |  |  | Item | 1 | EA | 100 | 1 | 1 | Date |  |  | 2024-09-30 15:41 |  | * | [6 empty] | 1 |  | 1 | 40 |  | 0 | 40 | [5 empty] | None
5 | - IP-60433 | TUBE 2 x 2 x .250, 40ft LONG. | 0 | Sub-assembly | Active |  | 20 | 1 |  |  |  | Item | 2 | EA | 100 | 1 | 2 | Date |  |  | 2024-09-30 15:41 |  | * | [6 empty] | 2 |  | 1 | 0 |  | 0 | 17 |  |  | * |  |  | None | *
6 | 40-TUBE-2214 | TUBE 2 X 2 X .250, 40FT LONG. | 0 | Purchased Item | Active |  | 1 | 1 |  |  |  | Item | 2.625 | FT | 100 | 1 | 5.25 | Date |  |  | 2024-09-30 15:41 |  | * | [6 empty] | 5.25 |  | 1 | 15 |  | 0 | 16 |  |  | * |  |  | None | *
6 | IP-60433_DOC | TUBE 2 x 2 x .250, 40ft LONG. | B | Reference Item - Document Management | Active |  | 99999 | 1 |  |  |  | Item | 1 | EA | 100 | 1 | 2 | Date |  |  | 2024-09-30 15:41 |  | * | [6 empty] | 2 |  | 1 |  |  | 0 | 0 | [5 empty] | None
5 | - MCYSC4-SWA-54978 | BASE - FAN ANGLE COLLAR SUB ASSY 1 | 0 | Sub-assembly | Active |  | 21 | 1 |  |  |  | Item | 6 | EA | 100 | 1 | 6 | Date |  |  | 2024-09-30 15:41 |  | * | [6 empty] | 6 |  | 1 | 0 |  | 0.064923 | 18.0649 |  |  | * |  |  | None | *
6 | - IP-54977 | 10ga GA Jkt 60x120 | 0 | Sub-assembly | Active |  | 2 | 1 |  |  |  | Item | 4 | EA | 100 | 1 | 24 | Date |  |  | 2024-09-30 15:41 |  | * | [6 empty] | 24 |  | 1 | 0.064923 |  | 0.064923 | 17.0649 |  |  | * |  |  | None | *
7 | 45-304L-0102 | STEEL,304L,S/S,10GA,60X144 | 0 | Purchased Item | Active |  | 1 | 1 |  |  |  | Item | 0.675 | SFT | 100 | 1 | 16.2 | Date |  |  | 2024-09-30 15:41 |  | * | [6 empty] | 16.2 |  | 1 | 15 |  | 0 | 16 |  |  | * |  |  | None | *
7 | IP-54977_DOC | 10ga GA Jkt 60x120 | C | Reference Item - Document Management | Active |  | 99999 | 1 |  |  |  | Item | 1 | EA | 100 | 1 | 24 | Date |  |  | 2024-09-30 15:41 |  | * | [6 empty] | 24 |  | 1 |  |  | 0 | 0 | [5 empty] | None
6 | MCYSC4-SWA-54978_DOC | BASE - FAN ANGLE COLLAR SUB ASSY 1 | 0 | Reference Item - Document Management | Active |  | 99999 | 1 |  |  |  | Item | 1 | EA | 100 | 1 | 6 | Date |  |  | 2024-09-30 15:41 |  | * | [6 empty] | 6 |  | 1 |  |  | 0 | 0 | [5 empty] | None
5 | - IP-60432 | TUBE 2 x 2 x .250, 40ft LONG. | 0 | Sub-assembly | Active |  | 22 | 1 |  |  |  | Item | 2 | EA | 100 | 1 | 2 | Date |  |  | 2024-09-30 15:41 |  | * | [6 empty] | 2 |  | 1 | 0 |  | 0 | 17 |  |  | * |  |  | None | *
6 | 40-TUBE-2214 | TUBE 2 X 2 X .250, 40FT LONG. | 0 | Purchased Item | Active |  | 1 | 1 |  |  |  | Item | 2.625 | FT | 100 | 1 | 5.25 | Date |  |  | 2024-09-30 15:41 |  | * | [6 empty] | 5.25 |  | 1 | 15 |  | 0 | 16 |  |  | * |  |  | None | *
6 | IP-60432_DOC | TUBE 2 x 2 x .250, 40ft LONG. | B | Reference Item - Document Management | Active |  | 99999 | 1 |  |  |  | Item | 1 | EA | 100 | 1 | 2 | Date |  |  | 2024-09-30 15:41 |  | * | [6 empty] | 2 |  | 1 |  |  | 0 | 0 | [5 empty] | None
5 | - IP-60435 | TUBE 2 x 2 x .250, 40ft LONG. | 0 | Sub-assembly | Active |  | 23 | 1 |  |  |  | Item | 1 | EA | 100 | 1 | 1 | Date |  |  | 2024-09-30 15:41 |  | * | [6 empty] | 1 |  | 1 | 0 |  | 0 | 17 |  |  | * |  |  | None | *
6 | 40-TUBE-2214 | TUBE 2 X 2 X .250, 40FT LONG. | 0 | Purchased Item | Active |  | 1 | 1 |  |  |  | Item | 2.625 | FT | 100 | 1 | 2.625 | Date |  |  | 2024-09-30 15:41 |  | * | [6 empty] | 2.625 |  | 1 | 15 |  | 0 | 16 |  |  | * |  |  | None | *
6 | IP-60435_DOC | TUBE 2 x 2 x .250, 40ft LONG. | B | Reference Item - Document Management | Active |  | 99999 | 1 |  |  |  | Item | 1 | EA | 100 | 1 | 1 | Date |  |  | 2024-09-30 15:41 |  | * | [6 empty] | 1 |  | 1 |  |  | 0 | 0 | [5 empty] | None
5 | - IP-54968 | ANGLE,A36,BLK,4x4x.25 | 0 | Sub-assembly | Active |  | 24 | 1 |  |  |  | Item | 1 | EA | 100 | 1 | 1 | Date |  |  | 2024-09-30 15:41 |  | * | [6 empty] | 1 |  | 1 | 0 |  | 0 | 17 |  |  | * |  |  | None | *
6 | 40-AN-4414 | ANGLE,A36,BLK,4X4X.25 | 0 | Purchased Item | Active |  | 1 | 1 |  |  |  | Item | 0.25 | FT | 100 | 1 | 0.25 | Date |  |  | 2024-09-30 15:41 |  | * | [6 empty] | 0.25 |  | 1 | 15 |  | 0 | 16 |  |  | * |  |  | None | *
6 | IP-54968_DOC | ANGLE,A36,BLK,4x4x.25 | B | Reference Item - Document Management | Active |  | 99999 | 1 |  |  |  | Item | 1 | EA | 100 | 1 | 1 | Date |  |  | 2024-09-30 15:41 |  | * | [6 empty] | 1 |  | 1 |  |  | 0 | 0 | [5 empty] | None
5 | - IP-54964 | Structural Angle-Black Steel-2.0- in.W x 02.00 in.H x 0.25 in.T | 0 | Sub-assembly | Active |  | 25 | 1 |  |  |  | Item | 1 | EA | 100 | 1 | 1 | Date |  |  | 2024-09-30 15:41 |  | * | [6 empty] | 1 |  | 1 | 0 |  | 0 | 31 |  |  | * |  |  | None | *
6 | 40-AN-2214 | Structural Angle-Black Steel-2.0- in.W x 02.00 in.H x 0.25 in.T | 0 | Purchased Item | Active |  | 1 | 1 |  |  |  | Item | 5.74 | FT | 100 | 1 | 5.74 | Date |  |  | 2024-09-30 15:41 |  | * | [6 empty] | 5.74 |  | 1 | 15 |  | 0 | 16 |  |  | * |  |  | None | *
6 | IP-54964_DOC | Structural Angle-Black Steel-2.0- in.W x 02.00 in.H x 0.25 in.T | B | Reference Item - Document Management | Active |  | 99999 | 1 |  |  |  | Item | 1 | EA | 100 | 1 | 1 | Date |  |  | 2024-09-30 15:41 |  | * | [6 empty] | 1 |  | 1 | 30 |  | 0 | 30 | [5 empty] | None
5 | - IP-54971 | 14ga GA Jkt coil 60 | 0 | Sub-assembly | Active |  | 26 | 1 |  |  |  | Item | 1 | EA | 100 | 1 | 1 | Date |  |  | 2024-09-30 15:41 |  | * | [6 empty] | 1 |  | 1 | 0.024346 |  | 0.024346 | 22.0243 |  |  | * |  |  | None | *
6 | 45-304L-0192 | STEEL,304L,S/S,14GA,60X144 | 0 | Purchased Item | Active |  | 1 | 1 |  |  |  | Item | 2.854 | SFT | 100 | 1 | 2.854 | Date |  |  | 2024-09-30 15:41 |  | * | [6 empty] | 2.854 |  | 1 | 20 |  | 0 | 21 |  |  | * |  |  | None | *
6 | IP-54971_DOC | 14ga GA Jkt coil 60 | B | Reference Item - Document Management | Active |  | 99999 | 1 |  |  |  | Item | 1 | EA | 100 | 1 | 1 | Date |  |  | 2024-09-30 15:41 |  | * | [6 empty] | 1 |  | 1 |  |  | 0 | 0 | [5 empty] | None
5 | - IP-60434 | TUBE 2 x 2 x .250, 40ft LONG. | 0 | Sub-assembly | Active |  | 27 | 1 |  |  |  | Item | 2 | EA | 100 | 1 | 2 | Date |  |  | 2024-09-30 15:41 |  | * | [6 empty] | 2 |  | 1 | 0 |  | 0 | 17 |  |  | * |  |  | None | *
6 | 40-TUBE-2214 | TUBE 2 X 2 X .250, 40FT LONG. | 0 | Purchased Item | Active |  | 1 | 1 |  |  |  | Item | 2.625 | FT | 100 | 1 | 5.25 | Date |  |  | 2024-09-30 15:41 |  | * | [6 empty] | 5.25 |  | 1 | 15 |  | 0 | 16 |  |  | * |  |  | None | *
6 | IP-60434_DOC | TUBE 2 x 2 x .250, 40ft LONG. | B | Reference Item - Document Management | Active |  | 99999 | 1 |  |  |  | Item | 1 | EA | 100 | 1 | 2 | Date |  |  | 2024-09-30 15:41 |  | * | [6 empty] | 2 |  | 1 |  |  | 0 | 0 | [5 empty] | None
5 | - IP-54974 | 14ga GA Jkt coil 60 | 0 | Sub-assembly | Active |  | 28 | 1 |  |  |  | Item | 1 | EA | 100 | 1 | 1 | Date |  |  | 2024-09-30 15:41 |  | * | [6 empty] | 1 |  | 1 | 0.064923 |  | 0.064923 | 22.0649 |  |  | * |  |  | None | *
6 | 45-304L-0192 | STEEL,304L,S/S,14GA,60X144 | 0 | Purchased Item | Active |  | 1 | 1 |  |  |  | Item | 2.135 | SFT | 100 | 1 | 2.135 | Date |  |  | 2024-09-30 15:41 |  | * | [6 empty] | 2.135 |  | 1 | 20 |  | 0 | 21 |  |  | * |  |  | None | *
6 | IP-54974_DOC | 14ga GA Jkt coil 60 | C | Reference Item - Document Management | Active |  | 99999 | 1 |  |  |  | Item | 1 | EA | 100 | 1 | 1 | Date |  |  | 2024-09-30 15:41 |  | * | [6 empty] | 1 |  | 1 | 10 |  | 0 | 10 | [5 empty] | None
5 | - IP-60430 | TUBE 2 x 2 x .250, 40ft LONG. | 0 | Sub-assembly | Active |  | 29 | 1 |  |  |  | Item | 1 | EA | 100 | 1 | 1 | Date |  |  | 2024-09-30 15:41 |  | * | [6 empty] | 1 |  | 1 | 0 |  | 0 | 17 |  |  | * |  |  | None | *
6 | 40-TUBE-2214 | TUBE 2 X 2 X .250, 40FT LONG. | 0 | Purchased Item | Active |  | 1 | 1 |  |  |  | Item | 2.625 | FT | 100 | 1 | 2.625 | Date |  |  | 2024-09-30 15:41 |  | * | [6 empty] | 2.625 |  | 1 | 15 |  | 0 | 16 |  |  | * |  |  | None | *
6 | IP-60430_DOC | TUBE 2 x 2 x .250, 40ft LONG. | B | Reference Item - Document Management | Active |  | 99999 | 1 |  |  |  | Item | 1 | EA | 100 | 1 | 1 | Date |  |  | 2024-09-30 15:41 |  | * | [6 empty] | 1 |  | 1 |  |  | 0 | 0 | [5 empty] | None
5 | - IP-54967 | Structural Angle-Black Steel-2.0- in.W x 02.00 in.H x 0.25 in.T | 0 | Sub-assembly | Active |  | 30 | 1 |  |  |  | Item | 1 | EA | 100 | 1 | 1 | Date |  |  | 2024-09-30 15:41 |  | * | [6 empty] | 1 |  | 1 | 0.27051 |  | 0.27051 | 17.2705 |  |  | * |  |  | None | *
6 | 40-AN-2214 | Structural Angle-Black Steel-2.0- in.W x 02.00 in.H x 0.25 in.T | 0 | Purchased Item | Active |  | 1 | 1 |  |  |  | Item | 4.458 | FT | 100 | 1 | 4.458 | Date |  |  | 2024-09-30 15:41 |  | * | [6 empty] | 4.458 |  | 1 | 15 |  | 0 | 16 |  |  | * |  |  | None | *
6 | IP-54967_DOC | Structural Angle-Black Steel-2.0- in.W x 02.00 in.H x 0.25 in.T | B | Reference Item - Document Management | Active |  | 99999 | 1 |  |  |  | Item | 1 | EA | 100 | 1 | 1 | Date |  |  | 2024-09-30 15:41 |  | * | [6 empty] | 1 |  | 1 |  |  | 0 | 0 | [5 empty] | None
5 | - IP-60421 | TUBE 2 x 2 x .250, 40ft LONG. | 0 | Sub-assembly | Active |  | 31 | 1 |  |  |  | Item | 1 | EA | 100 | 1 | 1 | Date |  |  | 2024-09-30 15:41 |  | * | [6 empty] | 1 |  | 1 | 0 |  | 0 | 17 |  |  | * |  |  | None | *
6 | 40-TUBE-2214 | TUBE 2 X 2 X .250, 40FT LONG. | 0 | Purchased Item | Active |  | 1 | 1 |  |  |  | Item | 2.625 | FT | 100 | 1 | 2.625 | Date |  |  | 2024-09-30 15:41 |  | * | [6 empty] | 2.625 |  | 1 | 15 |  | 0 | 16 |  |  | * |  |  | None | *
6 | IP-60421_DOC | TUBE 2 x 2 x .250, 40ft LONG. | B | Reference Item - Document Management | Active |  | 99999 | 1 |  |  |  | Item | 1 | EA | 100 | 1 | 1 | Date |  |  | 2024-09-30 15:41 |  | * | [6 empty] | 1 |  | 1 |  |  | 0 | 0 | [5 empty] | None
5 | - IP-60427 | TUBE 2 x 2 x .250, 40ft LONG. | 0 | Sub-assembly | Active |  | 32 | 1 |  |  |  | Item | 1 | EA | 100 | 1 | 1 | Date |  |  | 2024-09-30 15:41 |  | * | [6 empty] | 1 |  | 1 | 0.27051 |  | 0.27051 | 61.2705 |  |  | * |  |  | None | *
6 | 40-TUBE-2214 | TUBE 2 X 2 X .250, 40FT LONG. | 0 | Purchased Item | Active |  | 1 | 1 |  |  |  | Item | 10.7396 | FT | 100 | 1 | 10.7396 | Date |  |  | 2024-09-30 15:41 |  | * | [6 empty] | 10.7396 |  | 1 | 15 |  | 0 | 16 |  |  | * |  |  | None | *
6 | IP-60427_DOC | TUBE 2 x 2 x .250, 40ft LONG. | B | Reference Item - Document Management | Active |  | 99999 | 1 |  |  |  | Item | 1 | EA | 100 | 1 | 1 | Date |  |  | 2024-09-30 15:41 |  | * | [6 empty] | 1 |  | 1 | 60 |  | 0 | 60 | [5 empty] | None
5 | - IP-54973 | 14ga GA Jkt coil 60 | 0 | Sub-assembly | Active |  | 33 | 1 |  |  |  | Item | 1 | EA | 100 | 1 | 1 | Date |  |  | 2024-09-30 15:41 |  | * | [6 empty] | 1 |  | 1 | 0.064923 |  | 0.064923 | 22.0649 |  |  | * |  |  | None | *
6 | 45-304L-0192 | STEEL,304L,S/S,14GA,60X144 | 0 | Purchased Item | Active |  | 1 | 1 |  |  |  | Item | 2.135 | SFT | 100 | 1 | 2.135 | Date |  |  | 2024-09-30 15:41 |  | * | [6 empty] | 2.135 |  | 1 | 20 |  | 0 | 21 |  |  | * |  |  | None | *
6 | IP-54973_DOC | 14ga GA Jkt coil 60 | B | Reference Item - Document Management | Active |  | 99999 | 1 |  |  |  | Item | 1 | EA | 100 | 1 | 1 | Date |  |  | 2024-09-30 15:41 |  | * | [6 empty] | 1 |  | 1 |  |  | 0 | 0 | [5 empty] | None
5 | - IP-60431 | TUBE 2 x 2 x .250, 40ft LONG. | 0 | Sub-assembly | Active |  | 34 | 1 |  |  |  | Item | 2 | EA | 100 | 1 | 2 | Date |  |  | 2024-09-30 15:41 |  | * | [6 empty] | 2 |  | 1 | 0.27051 |  | 0.27051 | 17.2705 |  |  | * |  |  | None | *
6 | 40-TUBE-2214 | TUBE 2 X 2 X .250, 40FT LONG. | 0 | Purchased Item | Active |  | 1 | 1 |  |  |  | Item | 2.625 | FT | 100 | 1 | 5.25 | Date |  |  | 2024-09-30 15:41 |  | * | [6 empty] | 5.25 |  | 1 | 15 |  | 0 | 16 |  |  | * |  |  | None | *
6 | IP-60431_DOC | TUBE 2 x 2 x .250, 40ft LONG. | B | Reference Item - Document Management | Active |  | 99999 | 1 |  |  |  | Item | 1 | EA | 100 | 1 | 2 | Date |  |  | 2024-09-30 15:41 |  | * | [6 empty] | 2 |  | 1 |  |  | 0 | 0 | [5 empty] | None
5 | MCYSC4-SWA-54976_DOC | BASE - FAN STRUCTURE RACK A SUB ASSY | D | Reference Item - Document Management | Active |  | 99999 | 1 |  |  |  | Item | 1 | EA | 100 | 1 | 1 | Date |  |  | 2024-09-30 15:41 |  | * | [6 empty] | 1 |  | 1 |  |  | 0 | 0 | [5 empty] | None
4 | 75-W-38-FLAT-SS | 304 STAINLESS STEEL-FLAT WASHER-3/8" | 0 | Purchased Item | Active |  | 19 | 1 |  |  |  | Item | 132 | EA | 100 | 1 | 132 | Date |  |  | 2024-09-30 15:41 |  | * | [6 empty] | 132 |  | 1 | 40 |  | 0 | 41 |  |  | * |  |  | None | *
4 | - MCYSC4-SMA-59402 | DAMPERS ON FLOW - COLLAR WITH DAMPER SUB ASSY 1 | 0 | Sub-assembly | Active |  | 21 | 1 |  |  |  | Item | 6 | EA | 100 | 1 | 6 | Date |  |  | 2024-09-30 15:41 |  | * | [6 empty] | 6 |  | 1 | 0 |  | 0.064923 | 63.0649 |  |  | * |  |  | None | *
5 | 75-BH-14201-SS | 1/4-20X1 HEX /BOLT-S/S | 0 | Purchased Item | Active |  | 8 | 1 |  |  |  | Item | 4 | EA | 100 | 1 | 24 | Date |  |  | 2024-09-30 15:41 |  | * | [6 empty] | 24 |  | 1 | 5 |  | 0 | 6 |  |  | * |  |  | None | *
5 | - IP-59411 | Gasket - Neoprene - 1.00"w x 0.25"t SINGLECOAT FOAM TAPE | 0 | Sub-assembly | Active |  | 9 | 1 |  |  |  | Item | 2 | EA | 100 | 1 | 12 | Date |  |  | 2024-09-30 15:41 |  | * | [6 empty] | 12 |  | 1 | 0 |  | 0 | 52 |  |  | * |  |  | None | *
6 | 85-FOAM-0110 | GASKET - NEOPRENE - 1.00"W X 0.25"T SINGLECOAT FOAM TAPE | 0 | Purchased Item | Active |  | 1 | 1 |  |  |  | Item | 2.25 | FT | 100 | 1 | 27 | Date |  |  | 2024-09-30 15:41 |  | * | [6 empty] | 27 |  | 1 | 50 |  | 0 | 51 |  |  | * |  |  | None | *
5 | - MCYSC4-SMA-59416 | DAMPER - MESH SUB ASSY | 0 | Sub-assembly | Active |  | 10 | 1 |  |  |  | Item | 1 | EA | 100 | 1 | 6 | Date |  |  | 2024-09-30 15:41 |  | * | [6 empty] | 6 |  | 1 | 0 |  | 0.064923 | 31 |  |  | * |  |  | None | *
6 | - IP-59413 | 1/2x1/2 19GA GALV MESH SCREEN, 48" WIDE | 0 | Sub-assembly | Active |  | 4 | 1 |  |  |  | Item | 1 | EA | 100 | 1 | 6 | Date |  |  | 2024-09-30 15:41 |  | * | [6 empty] | 6 |  | 1 | 0 |  | 0 | 17 |  |  | * |  |  | None | *
7 | 45-PERF-0186 | 1/2X1/2X36" TALL 18GA S/S WELD MESH SCR | 0 | Purchased Item | Active |  | 1 | 1 |  |  |  | Item | 4.516 | SFT | 100 | 1 | 27.096 | Date |  |  | 2024-09-30 15:41 |  | * | [6 empty] | 27.096 |  | 1 | 15 |  | 0 | 16 |  |  | * |  |  | None | *
7 | IP-59413_DOC | 1/2x1/2x36" tall 18GA S/S WELD MESH SCR | 0 | Reference Item - Document Management | Active |  | 99999 | 1 |  |  |  | Item | 1 | EA | 100 | 1 | 6 | Date |  |  | 2024-09-30 15:41 |  | * | [6 empty] | 6 |  | 1 |  |  | 0 | 0 | [5 empty] | None
6 | - MCYSC4-SWA-57666 | MCYSC4-SWA-57666 | 0 | Sub-assembly | Active |  | 5 | 1 |  |  |  | Item | 20 | EA | 100 | 1 | 120 | Date |  |  | 2024-09-30 15:41 |  | * | [6 empty] | 120 |  | 1 | 0 |  | 0 | 27 |  |  | * |  |  | None | *
7 | 75-CLAMP-0018 | 1/8" ID, 11/16" LONG , NYLON PLASTIC LOOP CLAMP COLOR: BLACK MCMASTER# 8876T11 | 0 | Purchased Item | Active |  | 2 | 1 |  |  |  | Item | 1 | EA | 100 | 1 | 120 | Date |  |  | 2024-09-30 15:41 |  | * | [6 empty] | 120 |  | 1 | 25 |  | 0 | 26 |  |  | * |  |  | None | *
7 | 75-SCWH-10-34-S | 10X3/4" SELF DRILL S.H.W ST.ST | 0 | Purchased Item | Active |  | 3 | 1 |  |  |  | Item | 1 | EA | 100 | 1 | 120 | Date |  |  | 2024-09-30 15:41 |  | * | [6 empty] | 120 |  | 1 | 20 |  | 0 | 21 |  |  | * |  |  | None | *
6 | - MCYSC4-SMA-59415 | DAMPER - ANGLE MESH SUB ASSY | 0 | Sub-assembly | Active |  | 6 | 1 |  |  |  | Item | 1 | EA | 100 | 1 | 6 | Date |  |  | 2024-09-30 15:41 |  | * | [6 empty] | 6 |  | 1 | 0 |  | 0.064923 | 13.0649 |  |  | * |  |  | None | *
7 | - IP-59414 | 16ga GA Brt coil 60 | 0 | Sub-assembly | Active |  | 2 | 1 |  |  |  | Item | 4 | EA | 100 | 1 | 24 | Date |  |  | 2024-09-30 15:41 |  | * | [6 empty] | 24 |  | 1 | 0.064923 |  | 0.064923 | 12.0649 |  |  | * |  |  | None | *
8 | 45-304L-C0110 | STEEL,304-L S/S,16 GA,60" COIL | 0 | Purchased Item | Active |  | 1 | 1 |  |  |  | Item | 0.446 | SFT | 100 | 1 | 10.704 | Date |  |  | 2024-09-30 15:41 |  | * | [6 empty] | 10.704 |  | 1 | 10 |  | 0 | 11 |  |  | * |  |  | None | *
8 | IP-59414_DOC | 16ga GA Brt coil 60 | 0 | Reference Item - Document Management | Active |  | 99999 | 1 |  |  |  | Item | 1 | EA | 100 | 1 | 24 | Date |  |  | 2024-09-30 15:41 |  | * | [6 empty] | 24 |  | 1 |  |  | 0 | 0 | [5 empty] | None
7 | MCYSC4-SMA-59415_DOC | DAMPER - ANGLE MESH SUB ASSY | 0 | Reference Item - Document Management | Active |  | 99999 | 1 |  |  |  | Item | 1 | EA | 100 | 1 | 6 | Date |  |  | 2024-09-30 15:41 |  | * | [6 empty] | 6 |  | 1 | 0 |  | 0 | 0 | [5 empty] | None
6 | MCYSC4-SMA-59416_DOC | DAMPER - MESH SUB ASSY | 0 | Reference Item - Document Management | Active |  | 99999 | 1 |  |  |  | Item | 1 | EA | 100 | 1 | 6 | Date |  |  | 2024-09-30 15:41 |  | * | [6 empty] | 6 |  | 1 | 30 |  | 0 | 30 | [5 empty] | None
5 | 75-INS-420165 | 1/4-20 UNC STEEL YELLOW ZINC HEX INSERT AVK #AHS4T-420-165 | 0 | Purchased Item | Active |  | 11 | 1 |  |  |  | Item | 4 | EA | 100 | 1 | 24 | Date |  |  | 2024-09-30 15:41 |  | * | [6 empty] | 24 |  | 1 | 5 |  | 0 | 6 |  |  | * |  |  | None | *
5 | 80-OND-2424 | 24”W X 24”H ONFLOW, OND BACKDRAFT DAMPER | 0 | Purchased Item | Active |  | 12 | 1 |  |  |  | Item | 1 | EA | 100 | 1 | 6 | Date |  |  | 2024-09-30 15:41 |  | * | [6 empty] | 6 |  | 1 | 50 |  | 0 | 51 |  |  | * |  |  | None | *
5 | - MCYSC4-SMA-59401 | DAMPERS ON FLOW - COLLAR SUB ASSY 1 | 0 | Sub-assembly | Active |  | 13 | 1 |  |  |  | Item | 1 | EA | 100 | 1 | 6 | Date |  |  | 2024-09-30 15:41 |  | * | [6 empty] | 6 |  | 1 | 0 |  | 0.064923 | 62.0649 |  |  | * |  |  | None | *
6 | - IP-59399 | 16ga GA Brt coil 60 | 0 | Sub-assembly | Active |  | 3 | 1 |  |  |  | Item | 2 | EA | 100 | 1 | 12 | Date |  |  | 2024-09-30 15:41 |  | * | [6 empty] | 12 |  | 1 | 0.064923 |  | 0.064923 | 12.0649 |  |  | * |  |  | None | *
7 | 45-304L-C0110 | STEEL,304-L S/S,16 GA,60" COIL | 0 | Purchased Item | Active |  | 1 | 1 |  |  |  | Item | 1.165 | SFT | 100 | 1 | 13.98 | Date |  |  | 2024-09-30 15:41 |  | * | [6 empty] | 13.98 |  | 1 | 10 |  | 0 | 11 |  |  | * |  |  | None | *
7 | IP-59399_DOC | 16ga GA Brt coil 60 | 0 | Reference Item - Document Management | Active |  | 99999 | 1 |  |  |  | Item | 1 | EA | 100 | 1 | 12 | Date |  |  | 2024-09-30 15:41 |  | * | [6 empty] | 12 |  | 1 |  |  | 0 | 0 | [5 empty] | None
6 | - IP-59400 | 16ga GA Brt coil 60 | 0 | Sub-assembly | Active |  | 4 | 1 |  |  |  | Item | 2 | EA | 100 | 1 | 12 | Date |  |  | 2024-09-30 15:41 |  | * | [6 empty] | 12 |  | 1 | 0.064923 |  | 0.064923 | 61.0649 |  |  | * |  |  | None | *
7 | 45-304L-C0110 | STEEL,304-L S/S,16 GA,60" COIL | 0 | Purchased Item | Active |  | 1 | 1 |  |  |  | Item | 1.08 | SFT | 100 | 1 | 12.96 | Date |  |  | 2024-09-30 15:41 |  | * | [6 empty] | 12.96 |  | 1 | 10 |  | 0 | 11 |  |  | * |  |  | None | *
7 | IP-59400_DOC | 16ga GA Brt coil 60 | 0 | Reference Item - Document Management | Active |  | 99999 | 1 |  |  |  | Item | 1 | EA | 100 | 1 | 12 | Date |  |  | 2024-09-30 15:41 |  | * | [6 empty] | 12 |  | 1 | 60 |  | 0 | 60 | [5 empty] | None
6 | MCYSC4-SMA-59401_DOC | DAMPERS ON FLOW - COLLAR SUB ASSY 1 | 0 | Reference Item - Document Management | Active |  | 99999 | 1 |  |  |  | Item | 1 | EA | 100 | 1 | 6 | Date |  |  | 2024-09-30 15:41 |  | * | [6 empty] | 6 |  | 1 |  |  | 0 | 0 | [5 empty] | None
5 | - IP-59412 | Gasket - Neoprene - 1.00"w x 0.25"t SINGLECOAT FOAM TAPE | 0 | Sub-assembly | Active |  | 14 | 1 |  |  |  | Item | 2 | EA | 100 | 1 | 12 | Date |  |  | 2024-09-30 15:41 |  | * | [6 empty] | 12 |  | 1 | 0 |  | 0 | 52 |  |  | * |  |  | None | *
6 | 85-FOAM-0110 | GASKET - NEOPRENE - 1.00"W X 0.25"T SINGLECOAT FOAM TAPE | 0 | Purchased Item | Active |  | 1 | 1 |  |  |  | Item | 2.083 | FT | 100 | 1 | 24.996 | Date |  |  | 2024-09-30 15:41 |  | * | [6 empty] | 24.996 |  | 1 | 50 |  | 0 | 51 |  |  | * |  |  | None | *
5 | MCYSC4-SMA-59402_DOC | DAMPERS ON FLOW - COLLAR WITH DAMPER SUB ASSY 1 | 0 | Reference Item - Document Management | Active |  | 99999 | 1 |  |  |  | Item | 1 | EA | 100 | 1 | 6 | Date |  |  | 2024-09-30 15:41 |  | * | [6 empty] | 6 |  | 1 |  |  | 0 | 0 | [5 empty] | None
4 | 75-BH-3816112-S | 304 STAINLESS STEEL-STANDARD HEX BOLT-3/8"-16 THREADS PER INCH X 1-1/2" LONG FULL THREAD | 0 | Purchased Item | Active |  | 22 | 1 |  |  |  | Item | 84 | EA | 100 | 1 | 84 | Date |  |  | 2024-09-30 15:41 |  | * | [6 empty] | 84 |  | 1 | 5 |  | 0 | 6 |  |  | * |  |  | None | *
4 | - MCYS06-SMA-65710 | Fanguard assembly | 0 | Sub-assembly | Active |  | 23 | 1 |  |  |  | Item | 6 | EA | 100 | 1 | 6 | Date |  |  | 2024-09-30 15:41 |  | * | [6 empty] | 6 |  | 1 | 0 |  | 0.064923 | 42 |  |  | * |  |  | None | *
5 | - IP-57659 | Angle | 0 | Sub-assembly | Active |  | 1 | 1 |  |  |  | Item | 2 | EA | 100 | 1 | 12 | Date |  |  | 2024-09-30 15:41 |  | * | [6 empty] | 12 |  | 1 | 0 |  | 0 | 17 |  |  | * |  |  | None | *
6 | 40-AN-112112316 | 1-1/2X1-1/2X3/16 ANGLE | 0 | Purchased Item | Active |  | 1 | 1 |  |  |  | Item | 2.635 | FT | 100 | 1 | 31.62 | Date |  |  | 2024-09-30 15:41 |  | * | [6 empty] | 31.62 |  | 1 | 15 |  | 0 | 16 |  |  | * |  |  | None | *
6 | IP-57659_DOC | Angle | 0 | Reference Item - Document Management | Active |  | 99999 | 1 |  |  |  | Item | 1 | EA | 100 | 1 | 12 | Date |  |  | 2024-09-30 15:41 |  | * | [6 empty] | 12 |  | 1 |  |  | 0 | 0 | [5 empty] | None
5 | 76-PAD-2916158S | 2-9/16" WX 1-5/8" H LIFT-AND-DROP BARREL PADLOCKABLE LATCH, 304 S/S MCMASTER# 10635A65 | 0 | Purchased Item | Active |  | 3 | 1 |  |  |  | Item | 1 | EA | 100 | 1 | 6 | Date |  |  | 2024-09-30 15:41 |  | * | [6 empty] | 6 |  | 1 | 40 |  | 0 | 41 |  |  | * |  |  | None | *
5 | - IP-57672 | Placa 2x3 | 0 | Sub-assembly | Active |  | 5 | 1 |  |  |  | Item | 1 | EA | 100 | 1 | 6 | Date |  |  | 2024-09-30 15:41 |  | * | [6 empty] | 6 |  | 1 | 0 |  | 0 | 17 |  |  | * |  |  | None | *
6 | 45-GALC-0275 | STEEL,GALV,G90,16 GA,60" COIL | 0 | Purchased Item | Active |  | 1 | 1 |  |  |  | Item | 0.042 | SFT | 100 | 1 | 0.252 | Date |  |  | 2024-09-30 15:41 |  | * | [6 empty] | 0.252 |  | 1 | 15 |  | 0 | 16 |  |  | * |  |  | None | *
6 | IP-57672_DOC | Placa 2x3 | B | Reference Item - Document Management | Active |  | 99999 | 1 |  |  |  | Item | 1 | EA | 100 | 1 | 6 | Date |  |  | 2024-09-30 15:41 |  | * | [6 empty] | 6 |  | 1 |  |  | 0 | 0 | [5 empty] | None
5 | - IP-57660 | Angle | 0 | Sub-assembly | Active |  | 6 | 1 |  |  |  | Item | 2 | EA | 100 | 1 | 12 | Date |  |  | 2024-09-30 15:41 |  | * | [6 empty] | 12 |  | 1 | 0 |  | 0 | 31 |  |  | * |  |  | None | *
6 | 40-AN-112112316 | 1-1/2X1-1/2X3/16 ANGLE | 0 | Purchased Item | Active |  | 1 | 1 |  |  |  | Item | 2.677 | FT | 100 | 1 | 32.124 | Date |  |  | 2024-09-30 15:41 |  | * | [6 empty] | 32.124 |  | 1 | 15 |  | 0 | 16 |  |  | * |  |  | None | *
6 | IP-57660_DOC | Angle | 0 | Reference Item - Document Management | Active |  | 99999 | 1 |  |  |  | Item | 1 | EA | 100 | 1 | 12 | Date |  |  | 2024-09-30 15:41 |  | * | [6 empty] | 12 |  | 1 | 30 |  | 0 | 30 | [5 empty] | None
5 | - IP-57671 | Mesh | 0 | Sub-assembly | Active |  | 7 | 1 |  |  |  | Item | 1 | EA | 100 | 1 | 6 | Date |  |  | 2024-09-30 15:41 |  | * | [6 empty] | 6 |  | 1 | 0 |  | 0 | 17 |  |  | * |  |  | None | *
6 | 45-PERF-0190 | SQUARE WAVE WIRE MESH, STAINLESS STEEL 304, 1" SQUARE OPENING .88" OPPENING, 0.120" WIRE DIAMETER, LOCKCRIMP , 77% OPEN AREA, SHEET 48X120 | 0 | Purchased Item | Active |  | 1 | 1 |  |  |  | Item | 6.126 | SFT | 100 | 1 | 36.756 | Date |  |  | 2024-09-30 15:41 |  | * | [6 empty] | 36.756 |  | 1 | 15 |  | 0 | 16 |  |  | * |  |  | None | *
6 | IP-57671_DOC | Mesh | C | Reference Item - Document Management | Active |  | 99999 | 1 |  |  |  | Item | 1 | EA | 100 | 1 | 6 | Date |  |  | 2024-09-30 15:41 |  | * | [6 empty] | 6 |  | 1 |  |  | 0 | 0 | [5 empty] | None
5 | - IP-57670 | 14ga SS 304L Solid 60x144 | 0 | Sub-assembly | Active |  | 8 | 1 |  |  |  | Item | 2 | EA | 100 | 1 | 12 | Date |  |  | 2024-09-30 15:41 |  | * | [6 empty] | 12 |  | 1 | 0.064923 |  | 0.064923 | 22.0649 |  |  | * |  |  | None | *
6 | IP-57670_DOC | 14ga SS 304L Solid 60x144 | D | Reference Item - Document Management | Active |  | 99999 | 1 |  |  |  | Item | 1 | EA | 100 | 1 | 12 | Date |  |  | 2024-09-30 15:41 |  | * | [6 empty] | 12 |  | 1 |  |  | 0 | 0 | [5 empty] | None
6 | 45-304L-0192 | STEEL,304L,S/S,14GA,60X144 | 0 | Purchased Item | Active |  | 1 | 10 |  |  |  | Item | 0.386 | SFT | 100 | 1 | 4.632 | Date |  |  | 2024-09-30 15:41 |  | * |  | Operation Pull | WIP_APU-1 |  |  |  | 4.632 |  | 10 | 20 |  | 0 | 21 |  |  | * |  |  | None | *
5 | - IP-65712 | 1-1/2x1-1/2x3/16 ANGLE | 0 | Sub-assembly | Active |  | 10 | 1 |  |  |  | Item | 1 | EA | 100 | 1 | 6 | Date |  |  | 2024-09-30 15:41 |  | * | [6 empty] | 6 |  | 1 | 0 |  | 0 | 17 |  |  | * |  |  | None | *
6 | 40-AN-112112316 | 1-1/2X1-1/2X3/16 ANGLE | 0 | Purchased Item | Active |  | 1 | 1 |  |  |  | Item | 2.917 | FT | 100 | 1 | 17.502 | Date |  |  | 2024-09-30 15:41 |  | * | [6 empty] | 17.502 |  | 1 | 15 |  | 0 | 16 |  |  | * |  |  | None | *
6 | IP-65712_DOC | 1-1/2x1-1/2x3/16 ANGLE | 0 | Reference Item - Document Management | Active |  | 99999 | 1 |  |  |  | Item | 1 | EA | 100 | 1 | 6 | Date |  |  | 2024-09-30 15:41 |  | * | [6 empty] | 6 |  | 1 | 5 |  | 0 | 5 | [5 empty] | None
5 | - IP-65713 | 1-1/2x1-1/2x3/16 ANGLE | 0 | Sub-assembly | Active |  | 11 | 1 |  |  |  | Item | 1 | EA | 100 | 1 | 6 | Date |  |  | 2024-09-30 15:41 |  | * | [6 empty] | 6 |  | 1 | 0 |  | 0 | 17 |  |  | * |  |  | None | *
6 | 40-AN-112112316 | 1-1/2X1-1/2X3/16 ANGLE | 0 | Purchased Item | Active |  | 1 | 1 |  |  |  | Item | 2.917 | FT | 100 | 1 | 17.502 | Date |  |  | 2024-09-30 15:41 |  | * | [6 empty] | 17.502 |  | 1 | 15 |  | 0 | 16 |  |  | * |  |  | None | *
6 | IP-65713_DOC | 1-1/2x1-1/2x3/16 ANGLE | 0 | Reference Item - Document Management | Active |  | 99999 | 1 |  |  |  | Item | 1 | EA | 100 | 1 | 6 | Date |  |  | 2024-09-30 15:41 |  | * | [6 empty] | 6 |  | 1 |  |  | 0 | 0 | [5 empty] | None
5 | - IP-57669 | 14ga SS 304L Solid 60x144 | 0 | Sub-assembly | Active |  | 12 | 1 |  |  |  | Item | 2 | EA | 100 | 1 | 12 | Date |  |  | 2024-09-30 15:41 |  | * | [6 empty] | 12 |  | 1 | 0.064923 |  | 0.064923 | 22.0649 |  |  | * |  |  | None | *
6 | 45-304L-0192 | STEEL,304L,S/S,14GA,60X144 | 0 | Purchased Item | Active |  | 1 | 1 |  |  |  | Item | 0.386 | SFT | 100 | 1 | 4.632 | Date |  |  | 2024-09-30 15:41 |  | * | [6 empty] | 4.632 |  | 1 | 20 |  | 0 | 21 |  |  | * |  |  | None | *
6 | IP-57669_DOC | 14ga SS 304L Solid 60x144 | B | Reference Item - Document Management | Active |  | 99999 | 1 |  |  |  | Item | 1 | EA | 100 | 1 | 12 | Date |  |  | 2024-09-30 15:41 |  | * | [6 empty] | 12 |  | 1 | 5 |  | 0 | 5 | [5 empty] | None
5 | - IP-57667 | Piano Standard Hinge - S/S P. HINGE 1.5x72 #1582A329 | 0 | Sub-assembly | Active |  | 13 | 1 |  |  |  | Item | 1 | EA | 100 | 1 | 6 | Date |  |  | 2024-09-30 15:41 |  | * | [6 empty] | 6 |  | 1 | 0 |  | 0 | 7 |  |  | * |  |  | None | *
6 | 75-HINGE-0130 | Piano Standard Hinge - S/S P. HINGE 1.5x72 #1582A329 | 0 | Purchased Item | Active |  | 1 | 1 |  |  |  | Item | 1 | EA | 100 | 1 | 6 | Date |  |  | 2024-09-30 15:41 |  | * | [6 empty] | 6 |  | 1 | 5 |  | 0 | 6 |  |  | * |  |  | None | *
5 | - IP-57665 | Mesh | 0 | Sub-assembly | Active |  | 14 | 1 |  |  |  | Item | 4 | EA | 100 | 1 | 24 | Date |  |  | 2024-09-30 15:41 |  | * | [6 empty] | 24 |  | 1 | 0 |  | 0 | 17 |  |  | * |  |  | None | *
6 | 45-PERF-0190 | SQUARE WAVE WIRE MESH, STAINLESS STEEL 304, 1" SQUARE OPENING .88" OPPENING, 0.120" WIRE DIAMETER, LOCKCRIMP , 77% OPEN AREA, SHEET 48X120 | 0 | Purchased Item | Active |  | 1 | 1 |  |  |  | Item | 5.528 | SFT | 100 | 1 | 132.672 | Date |  |  | 2024-09-30 15:41 |  | * | [6 empty] | 132.672 |  | 1 | 15 |  | 0 | 16 |  |  | * |  |  | None | *
6 | IP-57665_DOC | Mesh | B | Reference Item - Document Management | Active |  | 99999 | 1 |  |  |  | Item | 1 | EA | 100 | 1 | 24 | Date |  |  | 2024-09-30 15:41 |  | * | [6 empty] | 24 |  | 1 |  |  | 0 | 0 | [5 empty] | None
5 | - IP-57664 | 14ga SS 304L Solid 60x144 | 0 | Sub-assembly | Active |  | 15 | 1 |  |  |  | Item | 1 | EA | 100 | 1 | 6 | Date |  |  | 2024-09-30 15:41 |  | * | [6 empty] | 6 |  | 1 | 0.064923 |  | 0.064923 | 22.0649 |  |  | * |  |  | None | *
6 | 45-304L-0192 | STEEL,304L,S/S,14GA,60X144 | 0 | Purchased Item | Active |  | 1 | 1 |  |  |  | Item | 0.012 | SFT | 100 | 1 | 0.072 | Date |  |  | 2024-09-30 15:41 |  | * | [6 empty] | 0.072 |  | 1 | 20 |  | 0 | 21 |  |  | * |  |  | None | *
6 | IP-57664_DOC | 14ga SS 304L Solid 60x144 | B | Reference Item - Document Management | Active |  | 99999 | 1 |  |  |  | Item | 1 | EA | 100 | 1 | 6 | Date |  |  | 2024-09-30 15:41 |  | * | [6 empty] | 6 |  | 1 |  |  | 0 | 0 | [5 empty] | None
5 | 75-BH-97525A505 | 18-8 Stainless Steel Blind Rivets Domed Head, 3/16" Diameter, for 0.251"-0.375" Material Thickness #97525A505 | 0 | Purchased Item | Active |  | 17 | 1 |  |  |  | Item | 4 | EA | 100 | 1 | 24 | Date |  |  | 2024-09-30 15:41 |  | * | [6 empty] | 24 |  | 1 | 5 |  | 0 | 6 |  |  | * |  |  | None | *
5 | - IP-66106 | 1x1x3/16 A36 STEEL ANGLE | 0 | Sub-assembly | Active |  | 18 | 1 |  |  |  | Item | 2 | EA | 100 | 1 | 12 | Date |  |  | 2024-09-30 15:41 |  | * | [6 empty] | 12 |  | 1 | 0 |  | 0 | 17 |  |  | * |  |  | None | *
6 | 40-AN-11316A6 | 1X1X3/16 A36 STEEL ANGLE | 0 | Purchased Item | Active |  | 1 | 1 |  |  |  | Item | 2.834 | FT | 100 | 1 | 34.008 | Date |  |  | 2024-09-30 15:41 |  | * | [6 empty] | 34.008 |  | 1 | 15 |  | 0 | 16 |  |  | * |  |  | None | *
5 | - IP-68047 | 1-1/2x1-1/2x3/16 ANGLE | 0 | Sub-assembly | Active |  | 19 | 1 |  |  |  | Item | 2 | EA | 100 | 1 | 12 | Date |  |  | 2024-09-30 15:41 |  | * | [6 empty] | 12 |  | 1 | 0 |  | 0 | 17 |  |  | * |  |  | None | *
6 | 40-AN-112112316 | 1-1/2X1-1/2X3/16 ANGLE | 0 | Purchased Item | Active |  | 1 | 1 |  |  |  | Item | 2.042 | FT | 100 | 1 | 24.504 | Date |  |  | 2024-09-30 15:41 |  | * | [6 empty] | 24.504 |  | 1 | 15 |  | 0 | 16 |  |  | * |  |  | None | *
5 | - IP-68046 | 1-1/2x1-1/2x3/16 ANGLE | 0 | Sub-assembly | Active |  | 20 | 1 |  |  |  | Item | 2 | EA | 100 | 1 | 12 | Date |  |  | 2024-09-30 15:41 |  | * | [6 empty] | 12 |  | 1 | 0 |  | 0 | 17 |  |  | * |  |  | None | *
6 | 40-AN-112112316 | 1-1/2X1-1/2X3/16 ANGLE | 0 | Purchased Item | Active |  | 1 | 1 |  |  |  | Item | 2.042 | FT | 100 | 1 | 24.504 | Date |  |  | 2024-09-30 15:41 |  | * | [6 empty] | 24.504 |  | 1 | 15 |  | 0 | 16 |  |  | * |  |  | None | *
5 | - MCYSC4-SWA-57666 | MCYSC4-SWA-57666 | 0 | Sub-assembly | Active |  | 21 | 1 |  |  |  | Item | 40 | EA | 100 | 1 | 240 | Date |  |  | 2024-09-30 15:41 |  | * | [6 empty] | 240 |  | 1 | 0 |  | 0 | 27 |  |  | * |  |  | None | *
6 | 75-CLAMP-0018 | 1/8" ID, 11/16" LONG , NYLON PLASTIC LOOP CLAMP COLOR: BLACK MCMASTER# 8876T11 | 0 | Purchased Item | Active |  | 2 | 1 |  |  |  | Item | 1 | EA | 100 | 1 | 240 | Date |  |  | 2024-09-30 15:41 |  | * | [6 empty] | 240 |  | 1 | 25 |  | 0 | 26 |  |  | * |  |  | None | *
6 | 75-SCWH-10-34-S | 10X3/4" SELF DRILL S.H.W ST.ST | 0 | Purchased Item | Active |  | 3 | 1 |  |  |  | Item | 1 | EA | 100 | 1 | 240 | Date |  |  | 2024-09-30 15:41 |  | * | [6 empty] | 240 |  | 1 | 20 |  | 0 | 21 |  |  | * |  |  | None | *
5 | MCYS06-SMA-65710_DOC | Fanguard assembly | B | Reference Item - Document Management | Active |  | 99999 | 1 |  |  |  | Item | 1 | EA | 100 | 1 | 6 | Date |  |  | 2024-09-30 15:41 |  | * | [6 empty] | 6 |  | 1 |  |  | 0 | 0 | [5 empty] | None
4 | MCYSC4-SMA-59409_DOC | FAN WALL SUB ASSY - LEFT | 0 | Reference Item - Document Management | Active |  | 99999 | 1 |  |  |  | Item | 1 | EA | 100 | 1 | 1 | Date |  |  | 2024-09-30 15:41 |  | * | [6 empty] | 1 |  | 1 |  |  | 0 | 0 | [5 empty] | None
3 | 75-W-14-BN1434S | 304 Stainless Steel-Neoprene Washer-0.275"ID - 5/8"OD | 0 | Purchased Item | Active |  | 5 | 1 |  |  |  | Item | 16 | EA | 100 | 1 | 16 | Date |  |  | 2024-09-30 15:41 |  | * | [6 empty] | 16 |  | 1 | 5 |  | 0 | 6 |  |  | * |  |  | None | *
2 | - MCYS06-SMA-66208 | MOTOR RAIL 1 ASSY EBS | B | Sub-assembly | Active |  | 49 | 1 |  |  |  | Item | 1 | EA | 100 | 1 | 1 | Date |  |  | 2024-09-30 15:41 |  | * | [6 empty] | 1 |  | 1 | 1.7475 |  | 1.8124 | 63.7475 |  |  | * |  |  | None | *
3 | - IP-60333 | 16ga SS 304L Solid coil 60 | 0 | Sub-assembly | Active |  | 1 | 1 |  |  |  | Item | 1 | EA | 100 | 1 | 1 | Date |  |  | 2024-09-30 15:41 |  | * | [6 empty] | 1 |  | 1 | 0.064923 |  | 0.064923 | 12.0649 |  |  | * |  |  | None | *
4 | 45-304L-C0110 | STEEL,304-L S/S,16 GA,60" COIL | 0 | Purchased Item | Active |  | 1 | 1 |  |  |  | Item | 3.472 | SFT | 100 | 1 | 3.472 | Date |  |  | 2024-09-30 15:41 |  | * | [6 empty] | 3.472 |  | 1 | 10 |  | 0 | 11 |  |  | * |  |  | None | *
4 | IP-60333_DOC | 16ga SS 304L Solid coil 60 | 0 | Reference Item - Document Management | Active |  | 99999 | 1 |  |  |  | Item | 1 | EA | 100 | 1 | 1 | Date |  |  | 2024-09-30 15:41 |  | * | [6 empty] | 1 |  | 1 |  |  | 0 | 0 | [5 empty] | None
3 | - IP-60332 | 16ga SS 304L Solid coil 60 | 0 | Sub-assembly | Active |  | 2 | 1 |  |  |  | Item | 1 | EA | 100 | 1 | 1 | Date |  |  | 2024-09-30 15:41 |  | * | [6 empty] | 1 |  | 1 | 0.064923 |  | 0.064923 | 12.0649 |  |  | * |  |  | None | *
4 | 45-304L-C0110 | STEEL,304-L S/S,16 GA,60" COIL | 0 | Purchased Item | Active |  | 1 | 1 |  |  |  | Item | 3.472 | SFT | 100 | 1 | 3.472 | Date |  |  | 2024-09-30 15:41 |  | * | [6 empty] | 3.472 |  | 1 | 10 |  | 0 | 11 |  |  | * |  |  | None | *
4 | IP-60332_DOC | 16ga SS 304L Solid coil 60 | 0 | Reference Item - Document Management | Active |  | 99999 | 1 |  |  |  | Item | 1 | EA | 100 | 1 | 1 | Date |  |  | 2024-09-30 15:41 |  | * | [6 empty] | 1 |  | 1 |  |  | 0 | 0 | [5 empty] | None
3 | - IP-61524 | 16ga SS 304L Solid coil 60 | 0 | Sub-assembly | Active |  | 3 | 1 |  |  |  | Item | 1 | EA | 100 | 1 | 1 | Date |  |  | 2024-09-30 15:41 |  | * | [6 empty] | 1 |  | 1 | 0.064923 |  | 0.064923 | 26.0649 |  |  | * |  |  | None | *
4 | 45-304L-C0110 | STEEL,304-L S/S,16 GA,60" COIL | 0 | Purchased Item | Active |  | 1 | 1 |  |  |  | Item | 3.472 | SFT | 100 | 1 | 3.472 | Date |  |  | 2024-09-30 15:41 |  | * | [6 empty] | 3.472 |  | 1 | 10 |  | 0 | 11 |  |  | * |  |  | None | *
4 | IP-61524_DOC | 16ga SS 304L Solid coil 60 | 0 | Reference Item - Document Management | Active |  | 99999 | 1 |  |  |  | Item | 1 | EA | 100 | 1 | 1 | Date |  |  | 2024-09-30 15:41 |  | * | [6 empty] | 1 |  | 1 | 25 |  | 0 | 25 | [5 empty] | None
3 | 75-SCRW-S142034 | SCREW 1 4 X 20 X 3-4 | 0 | Purchased Item | Active |  | 4 | 1 |  |  |  | Item | 38 | EA | 100 | 1 | 38 | Date |  |  | 2024-09-30 15:41 |  | * | [6 empty] | 38 |  | 1 | 60 |  | 0 | 61 |  |  | * |  |  | None | *
3 | - IP-61525 | 16ga SS 304L Solid coil 60 | 0 | Sub-assembly | Active |  | 5 | 1 |  |  |  | Item | 1 | EA | 100 | 1 | 1 | Date |  |  | 2024-09-30 15:41 |  | * | [6 empty] | 1 |  | 1 | 0.064923 |  | 0.064923 | 12.0649 |  |  | * |  |  | None | *
4 | 45-304L-C0110 | STEEL,304-L S/S,16 GA,60" COIL | 0 | Purchased Item | Active |  | 1 | 1 |  |  |  | Item | 3.472 | SFT | 100 | 1 | 3.472 | Date |  |  | 2024-09-30 15:41 |  | * | [6 empty] | 3.472 |  | 1 | 10 |  | 0 | 11 |  |  | * |  |  | None | *
4 | IP-61525_DOC | 16ga SS 304L Solid coil 60 | 0 | Reference Item - Document Management | Active |  | 99999 | 1 |  |  |  | Item | 1 | EA | 100 | 1 | 1 | Date |  |  | 2024-09-30 15:41 |  | * | [6 empty] | 1 |  | 1 | 5 |  | 0 | 5 | [5 empty] | None
3 | 75-BH-3816112-S | 304 STAINLESS STEEL-STANDARD HEX BOLT-3/8"-16 THREADS PER INCH X 1-1/2" LONG FULL THREAD | 0 | Purchased Item | Active |  | 6 | 1 |  |  |  | Item | 4 | EA | 100 | 1 | 4 | Date |  |  | 2024-09-30 15:41 |  | * | [6 empty] | 4 |  | 1 | 5 |  | 0 | 6 |  |  | * |  |  | None | *
3 | 75-W-38-FLAT-SS | 304 STAINLESS STEEL-FLAT WASHER-3/8" | 0 | Purchased Item | Active |  | 7 | 1 |  |  |  | Item | 4 | EA | 100 | 1 | 4 | Date |  |  | 2024-09-30 15:41 |  | * | [6 empty] | 4 |  | 1 | 40 |  | 0 | 41 |  |  | * |  |  | None | *
3 | - MCYS06-SMA-66209 | MOTOR RAIL 1 - SUB ASSY | 0 | Sub-assembly | Active |  | 8 | 1 |  |  |  | Item | 1 | EA | 100 | 1 | 1 | Date |  |  | 2024-09-30 15:41 |  | * | [6 empty] | 1 |  | 1 | 0 |  | 0 | 42 |  |  | * |  |  | None | *
4 | 75-NH-3816-SS | 304 STAINLESS STEEL-HEX NUT-3/8"-16 THREADS PER INCH | 0 | Purchased Item | Active |  | 1 | 1 |  |  |  | Item | 4 | EA | 100 | 1 | 4 | Date |  |  | 2024-09-30 15:41 |  | * | [6 empty] | 4 |  | 1 | 5 |  | 0 | 6 |  |  | * |  |  | None | *
4 | - IP-54987 | 72x120 1/4 HOT ROLLED STEEL | 0 | Sub-assembly | Active |  | 2 | 1 |  |  |  | Item | 1 | EA | 100 | 1 | 1 | Date |  |  | 2024-09-30 15:41 |  | * | [6 empty] | 1 |  | 1 | 0 |  | 0 | 22 |  |  | * |  |  | None | *
5 | 45-HOTR-0250 | 72X120 1/4 HOT ROLLED STEEL | 0 | Purchased Item | Active |  | 1 | 1 |  |  |  | Item | 0.111 | SFT | 100 | 1 | 0.111 | Date |  |  | 2024-09-30 15:41 |  | * | [6 empty] | 0.111 |  | 1 | 20 |  | 0 | 21 |  |  | * |  |  | None | *
5 | IP-54987_DOC | 72x120 1/4 HOT ROLLED STEEL | 0 | Reference Item - Document Management | Active |  | 99999 | 1 |  |  |  | Item | 1 | EA | 100 | 1 | 1 | Date |  |  | 2024-09-30 15:41 |  | * | [6 empty] | 1 |  | 1 |  |  | 0 | 0 | [5 empty] | None
4 | - IP-54986 | Structural Angle-Black Steel-3.0- in.W x 03.00 in.H x 0.250 in.T | 0 | Sub-assembly | Active |  | 3 | 1 |  |  |  | Item | 2 | EA | 100 | 1 | 2 | Date |  |  | 2024-09-30 15:41 |  | * | [6 empty] | 2 |  | 1 | 0 |  | 0 | 17 |  |  | * |  |  | None | *
5 | 40-AN-3314 | Structural Angle-Black Steel-3.0- in.W x 03.00 in.H x 0.250 in.T | 0 | Purchased Item | Active |  | 1 | 1 |  |  |  | Item | 0.292 | FT | 100 | 1 | 0.584 | Date |  |  | 2024-09-30 15:41 |  | * | [6 empty] | 0.584 |  | 1 | 15 |  | 0 | 16 |  |  | * |  |  | None | *
5 | IP-54986_DOC | Structural Angle-Black Steel-3.0- in.W x 03.00 in.H x 0.250 in.T | 0 | Reference Item - Document Management | Active |  | 99999 | 1 |  |  |  | Item | 1 | EA | 100 | 1 | 2 | Date |  |  | 2024-09-30 15:41 |  | * | [6 empty] | 2 |  | 1 |  |  | 0 | 0 | [5 empty] | None
4 | 75-BH-3816112-S | 304 STAINLESS STEEL-STANDARD HEX BOLT-3/8"-16 THREADS PER INCH X 1-1/2" LONG FULL THREAD | 0 | Purchased Item | Active |  | 4 | 1 |  |  |  | Item | 4 | EA | 100 | 1 | 4 | Date |  |  | 2024-09-30 15:41 |  | * | [6 empty] | 4 |  | 1 | 5 |  | 0 | 6 |  |  | * |  |  | None | *
4 | - IP-54988 | 72x120 1/4 HOT ROLLED STEEL | 0 | Sub-assembly | Active |  | 5 | 1 |  |  |  | Item | 1 | EA | 100 | 1 | 1 | Date |  |  | 2024-09-30 15:41 |  | * | [6 empty] | 1 |  | 1 | 0 |  | 0 | 22 |  |  | * |  |  | None | *
5 | 45-HOTR-0250 | 72X120 1/4 HOT ROLLED STEEL | 0 | Purchased Item | Active |  | 1 | 1 |  |  |  | Item | 0.056 | SFT | 100 | 1 | 0.056 | Date |  |  | 2024-09-30 15:41 |  | * | [6 empty] | 0.056 |  | 1 | 20 |  | 0 | 21 |  |  | * |  |  | None | *
5 | IP-54988_DOC | 72x120 1/4 HOT ROLLED STEEL | 0 | Reference Item - Document Management | Active |  | 99999 | 1 |  |  |  | Item | 1 | EA | 100 | 1 | 1 | Date |  |  | 2024-09-30 15:41 |  | * | [6 empty] | 1 |  | 1 |  |  | 0 | 0 | [5 empty] | None
4 | - IP-54983 | Structural S I-Beam-Black Steel-A36-7.7lbs. x 04in. high | 0 | Sub-assembly | Active |  | 6 | 1 |  |  |  | Item | 1 | EA | 100 | 1 | 1 | Date |  |  | 2024-09-30 15:41 |  | * | [6 empty] | 1 |  | 1 | 0 |  | 0 | 21 |  |  | * |  |  | None | *
5 | 40-IBEAM-0200 | STRUCTURAL S I-BEAM-BLACK STEEL-A36-7.7LBS. X 04IN. HIGH | 0 | Purchased Item | Active |  | 1 | 1 |  |  |  | Item | 5.707 | FT | 100 | 1 | 5.707 | Date |  |  | 2024-09-30 15:41 |  | * | [6 empty] | 5.707 |  | 1 | 15 |  | 0 | 16 |  |  | * |  |  | None | *
5 | IP-54983_DOC | Structural S I-Beam-Black Steel-A36-7.7lbs. x 04in. high | 0 | Reference Item - Document Management | Active |  | 99999 | 1 |  |  |  | Item | 1 | EA | 100 | 1 | 1 | Date |  |  | 2024-09-30 15:41 |  | * | [6 empty] | 1 |  | 1 | 20 |  | 0 | 20 | [5 empty] | None
4 | 75-W-38-FLAT-SS | 304 STAINLESS STEEL-FLAT WASHER-3/8" | 0 | Purchased Item | Active |  | 7 | 1 |  |  |  | Item | 8 | EA | 100 | 1 | 8 | Date |  |  | 2024-09-30 15:41 |  | * | [6 empty] | 8 |  | 1 | 40 |  | 0 | 41 |  |  | * |  |  | None | *
4 | - IP-54982 | TUBE 2 x 2 x .250, 40ft LONG. | 0 | Sub-assembly | Active |  | 8 | 1 |  |  |  | Item | 1 | EA | 100 | 1 | 1 | Date |  |  | 2024-09-30 15:41 |  | * | [6 empty] | 1 |  | 1 | 0 |  | 0 | 17 |  |  | * |  |  | None | *
5 | 40-TUBE-2214 | TUBE 2 X 2 X .250, 40FT LONG. | 0 | Purchased Item | Active |  | 1 | 1 |  |  |  | Item | 10.3542 | FT | 100 | 1 | 10.3542 | Date |  |  | 2024-09-30 15:41 |  | * | [6 empty] | 10.3542 |  | 1 | 15 |  | 0 | 16 |  |  | * |  |  | None | *
5 | IP-54982_DOC | TUBE 2 x 2 x .250, 40ft LONG. | 0 | Reference Item - Document Management | Active |  | 99999 | 1 |  |  |  | Item | 1 | EA | 100 | 1 | 1 | Date |  |  | 2024-09-30 15:41 |  | * | [6 empty] | 1 |  | 1 |  |  | 0 | 0 | [5 empty] | None
4 | - IP-54985 | 72x120 1/4 HOT ROLLED STEEL | 0 | Sub-assembly | Active |  | 9 | 1 |  |  |  | Item | 1 | EA | 100 | 1 | 1 | Date |  |  | 2024-09-30 15:41 |  | * | [6 empty] | 1 |  | 1 | 0 |  | 0 | 22 |  |  | * |  |  | None | *
5 | 45-HOTR-0250 | 72X120 1/4 HOT ROLLED STEEL | 0 | Purchased Item | Active |  | 1 | 1 |  |  |  | Item | 0.111 | SFT | 100 | 1 | 0.111 | Date |  |  | 2024-09-30 15:41 |  | * | [6 empty] | 0.111 |  | 1 | 20 |  | 0 | 21 |  |  | * |  |  | None | *
5 | IP-54985_DOC | 72x120 1/4 HOT ROLLED STEEL | 0 | Reference Item - Document Management | Active |  | 99999 | 1 |  |  |  | Item | 1 | EA | 100 | 1 | 1 | Date |  |  | 2024-09-30 15:41 |  | * | [6 empty] | 1 |  | 1 |  |  | 0 | 0 | [5 empty] | None
4 | - IP-54984 | STL,TUBE,A36, 4 x 2 x 1/4" piece 40 ft long | 0 | Sub-assembly | Active |  | 10 | 1 |  |  |  | Item | 1 | EA | 100 | 1 | 1 | Date |  |  | 2024-09-30 15:41 |  | * | [6 empty] | 1 |  | 1 | 0 |  | 0 | 17 |  |  | * |  |  | None | *
5 | 40-TUBE-A32414 | STL,TUBE,A36, 4 X 2 X 1/4" PIECE 40 FT LONG | 0 | Purchased Item | Active |  | 1 | 1 |  |  |  | Item | 10.3542 | FT | 100 | 1 | 10.3542 | Date |  |  | 2024-09-30 15:41 |  | * | [6 empty] | 10.3542 |  | 1 | 15 |  | 0 | 16 |  |  | * |  |  | None | *
5 | IP-54984_DOC | STL,TUBE,A36, 4 x 2 x 1/4" piece 40 ft long | 0 | Reference Item - Document Management | Active |  | 99999 | 1 |  |  |  | Item | 1 | EA | 100 | 1 | 1 | Date |  |  | 2024-09-30 15:41 |  | * | [6 empty] | 1 |  | 1 |  |  | 0 | 0 | [5 empty] | None
4 | 75-W-38-LOCK-SS | 304 STAINLESS STEEL-LOCK WASHER-3/8" | 0 | Purchased Item | Active |  | 11 | 1 |  |  |  | Item | 4 | EA | 100 | 1 | 4 | Date |  |  | 2024-09-30 15:41 |  | * | [6 empty] | 4 |  | 1 | 20 |  | 0 | 21 |  |  | * |  |  | None | *
4 | - IP-54981 | CHANNEL C4x5.4 | 0 | Sub-assembly | Active |  | 12 | 1 |  |  |  | Item | 1 | EA | 100 | 1 | 1 | Date |  |  | 2024-09-30 15:41 |  | * | [6 empty] | 1 |  | 1 | 0 |  | 0 | 17 |  |  | * |  |  | None | *
5 | 40-CHAN-0120 | CHANNEL C4x5.4 | 0 | Purchased Item | Active |  | 1 | 1 |  |  |  | Item | 2.6771 | FT | 100 | 1 | 2.6771 | Date |  |  | 2024-09-30 15:41 |  | * | [6 empty] | 2.6771 |  | 1 | 15 |  | 0 | 16 |  |  | * |  |  | None | *
5 | IP-54981_DOC | CHANNEL C4x5.4 | 0 | Reference Item - Document Management | Active |  | 99999 | 1 |  |  |  | Item | 1 | EA | 100 | 1 | 1 | Date |  |  | 2024-09-30 15:41 |  | * | [6 empty] | 1 |  | 1 |  |  | 0 | 0 | [5 empty] | None
3 | 75-SCWR-818-34S | SELF DRILLING SCREW 8-18,3/4" LENGTH, 410 STAINLESS STEEL PAN HEAD PHILLIPS, PART NO. 0128165 | 0 | Purchased Item | Active |  | 9 | 1 |  |  |  | Item | 38 | EA | 100 | 1 | 38 | Date |  |  | 2024-09-30 15:41 |  | * | [6 empty] | 38 |  | 1 | 20 |  | 0 | 21 |  |  | * |  |  | None | *
3 | 75-W-38-LOCK-SS | 304 STAINLESS STEEL-LOCK WASHER-3/8" | 0 | Purchased Item | Active |  | 10 | 1 |  |  |  | Item | 4 | EA | 100 | 1 | 4 | Date |  |  | 2024-09-30 15:41 |  | * | [6 empty] | 4 |  | 1 | 20 |  | 0 | 21 |  |  | * |  |  | None | *
3 | - IP-60342 | 16ga SS 304L Solid coil 60 | 0 | Sub-assembly | Active |  | 11 | 1 |  |  |  | Item | 1 | EA | 100 | 1 | 1 | Date |  |  | 2024-09-30 15:41 |  | * | [6 empty] | 1 |  | 1 | 0.064923 |  | 0.064923 | 12.0649 |  |  | * |  |  | None | *
4 | 45-304L-C0110 | STEEL,304-L S/S,16 GA,60" COIL | 0 | Purchased Item | Active |  | 1 | 1 |  |  |  | Item | 0.797 | SFT | 100 | 1 | 0.797 | Date |  |  | 2024-09-30 15:41 |  | * | [6 empty] | 0.797 |  | 1 | 10 |  | 0 | 11 |  |  | * |  |  | None | *
4 | IP-60342_DOC | 16ga SS 304L Solid coil 60 | 0 | Reference Item - Document Management | Active |  | 24 | 1 |  |  |  | Item | 1 | EA | 100 | 1 | 1 | Date |  |  | 2024-09-30 15:41 |  | * | [6 empty] | 1 |  | 1 |  |  | 0 | 0 | [5 empty] | None
2 | - MCYS06-SMA-68106 | LOWER PAINT | 0 | Sub-assembly | Active |  | 50 | 1 |  |  |  | Item | 1 | EA | 100 | 1 | 1 | Date |  |  | 2024-09-30 15:41 |  | * | [6 empty] | 1 |  | 1 | 0 |  | 0 | 107 |  |  | * |  |  | None | *
3 | 50-PAIN-100521 | REDUCER 1000-52.5 5 GALS CONTAINER | 0 | Purchased Item | Active |  | 1 | 1 |  |  |  | Item | 40 | GAL | 100 | 1 | 40 | Date |  |  | 2024-09-30 15:41 |  | * | [6 empty] | 40 |  | 1 | 10 |  | 0 | 11 |  |  | * |  |  | None | *
3 | 50-PAIN-15955E | GRAY 7760-GRE15955EL.5, 5 GAL CONTAINER | 0 | Purchased Item | Active |  | 2 | 1 |  |  |  | Item | 3 | GAL | 100 | 1 | 3 | Date |  |  | 2024-09-30 15:41 |  | * | [6 empty] | 3 |  | 1 | 15 |  | 0 | 16 |  |  | * |  |  | None | *
3 | 50-PAIN-28458G | #6433-GRE28458.5 SEMI GLOSS ELI FOAM PANEL GRAY SMALL HAMMER TEXTURE HIGH SOLIDS POLYURETHANE | 0 | Purchased Item | Active |  | 3 | 1 |  |  |  | Item | 17.5 | GAL | 100 | 1 | 17.5 | Date |  |  | 2024-09-30 15:41 |  | * | [6 empty] | 17.5 |  | 1 | 90 |  | 0 | 91 |  |  | * |  |  | None | *
3 | 50-PAIN-486010 | WHITE ETCHING PRIMER CARDINAL#4860-10 | 0 | Purchased Item | Active |  | 4 | 1 |  |  |  | Item | 20 | GAL | 100 | 1 | 20 | Date |  |  | 2024-09-30 15:41 |  | * | [6 empty] | 20 |  | 1 | 80 |  | 0 | 81 |  |  | * |  |  | None | *
3 | 50-PAIN-67ELHP5 | HARDENER # 67-ELHP.5 | 0 | Purchased Item | Active |  | 5 | 1 |  |  |  | Item | 9.5 | GAL | 100 | 1 | 9.5 | Date |  |  | 2024-09-30 15:41 |  | * | [6 empty] | 9.5 |  | 1 | 105 |  | 0 | 106 |  |  | * |  |  | None | *
3 | 50-PAIN-W303A5 | ACID METAL CONDITIONER # W-303-A.5 | 0 | Purchased Item | Active |  | 6 | 1 |  |  |  | Item | 5 | GAL | 100 | 1 | 5 | Date |  |  | 2024-09-30 15:41 |  | * | [6 empty] | 5 |  | 1 | 15 |  | 0 | 16 |  |  | * |  |  | None | *
2 | -10082260 | ELECTRICAL MISCELLANEOUS LOWER | G | Phantom item | Active |  | 51 | 1 |  |  |  | Item | 1 | EA | 100 | 1 | 1 | Date |  |  | 2024-09-30 15:41 |  | * | [6 empty] | 1 |  | 1 | 0 |  | 0 | 52 |  |  | * |  |  | None
3 | 05-WIRE-0120 | 14AWG THHN STR CU WIRE BLACK | 0 | Purchased Item | Active |  | 10 | 1 |  |  |  | Item | 1500 | FT | 100 | 1 | 1500 | Date |  |  | 2024-09-30 15:41 |  | * | [6 empty] | 1500 |  | 1 | 15 |  | 0 | 16 |  |  | * |  |  | None | *
3 | 05-WIRE-0120-BR | 14AWG THHN STR CU WIRE BROWN | 0 | Purchased Item | Active |  | 20 | 1 |  |  |  | Item | 1000 | FT | 100 | 1 | 1000 | Date |  |  | 2024-09-30 15:41 |  | * | [6 empty] | 1000 |  | 1 | 15 |  | 0 | 16 |  |  | * |  |  | None | *
3 | 05-WIRE-0120-GR | 14AWG THHN STR CU WIRE GREEN | 0 | Purchased Item | Active |  | 30 | 1 |  |  |  | Item | 1800 | FT | 100 | 1 | 1800 | Date |  |  | 2024-09-30 15:41 |  | * | [6 empty] | 1800 |  | 1 | 45 |  | 0 | 46 |  |  | * |  |  | None | *
3 | 05-WIRE-0120-OR | 14AWG THHN STR CU WIRE ORANGE | 0 | Purchased Item | Active |  | 40 | 1 |  |  |  | Item | 900 | FT | 100 | 1 | 900 | Date |  |  | 2024-09-30 15:41 |  | * | [6 empty] | 900 |  | 1 | 45 |  | 0 | 46 |  |  | * |  |  | None | *
3 | 05-WIRE-0120-RD | 14AWG THHN STR CU WIRE RED | 0 | Purchased Item | Active |  | 50 | 1 |  |  |  | Item | 750 | FT | 100 | 1 | 750 | Date |  |  | 2024-09-30 15:41 |  | * | [6 empty] | 750 |  | 1 | 45 |  | 0 | 46 |  |  | * |  |  | None | *
3 | 05-WIRE-0120-WT | 14AWG THHN STR CU WIRE WHITE | 0 | Purchased Item | Active |  | 60 | 1 |  |  |  | Item | 750 | FT | 100 | 1 | 750 | Date |  |  | 2024-09-30 15:41 |  | * | [6 empty] | 750 |  | 1 | 45 |  | 0 | 46 |  |  | * |  |  | None | *
3 | 05-WIRE-0120-YL | 14AWG THHN STR CU WIRE YELLOW | 0 | Purchased Item | Active |  | 70 | 1 |  |  |  | Item | 900 | FT | 100 | 1 | 900 | Date |  |  | 2024-09-30 15:41 |  | * | [6 empty] | 900 |  | 1 | 45 |  | 0 | 46 |  |  | * |  |  | None | *
3 | 05-WIRE-0130 | 12AWG THHN STR CU WIRE BLACK | 0 | Purchased Item | Active |  | 80 | 1 |  |  |  | Item | 300 | FT | 100 | 1 | 300 | Date |  |  | 2024-09-30 15:41 |  | * | [6 empty] | 300 |  | 1 | 15 |  | 0 | 16 |  |  | * |  |  | None | *
3 | 05-WIRE-0130-GR | 12AWG THHN STR CU WIRE GREEN | 0 | Purchased Item | Active |  | 90 | 1 |  |  |  | Item | 500 | FT | 100 | 1 | 500 | Date |  |  | 2024-09-30 15:41 |  | * | [6 empty] | 500 |  | 1 | 15 |  | 0 | 16 |  |  | * |  |  | None | *
3 | 05-WIRE-0130-RD | 12AWG THHN STR CU WIRE RED | 0 | Purchased Item | Active |  | 100 | 1 |  |  |  | Item | 500 | FT | 100 | 1 | 500 | Date |  |  | 2024-09-30 15:41 |  | * | [6 empty] | 500 |  | 1 | 15 |  | 0 | 16 |  |  | * |  |  | None | *
3 | 05-WIRE-0130-WT | 12AWG THHN STR CU WIRE WHITE | 0 | Purchased Item | Active |  | 110 | 1 |  |  |  | Item | 500 | FT | 100 | 1 | 500 | Date |  |  | 2024-09-30 15:41 |  | * | [6 empty] | 500 |  | 1 | 10 |  | 0 | 11 |  |  | * |  |  | None | *
3 | 05-WIRE-0140-BR | 10AWG THHN STR CU WIRE BROWN | 0 | Purchased Item | Active |  | 120 | 1 |  |  |  | Item | 300 | FT | 100 | 1 | 300 | Date |  |  | 2024-09-30 15:41 |  | * | [6 empty] | 300 |  | 1 | 15 |  | 0 | 16 |  |  | * |  |  | None | *
3 | 05-WIRE-0140-GR | 10AWG THHN STR CU WIRE GREEN | 0 | Purchased Item | Active |  | 130 | 1 |  |  |  | Item | 450 | FT | 100 | 1 | 450 | Date |  |  | 2024-09-30 15:41 |  | * | [6 empty] | 450 |  | 1 | 15 |  | 0 | 16 |  |  | * |  |  | None | *
3 | 05-WIRE-0140-OR | 10AWG THHN STR CU WIRE ORANGE | 0 | Purchased Item | Active |  | 140 | 1 |  |  |  | Item | 300 | FT | 100 | 1 | 300 | Date |  |  | 2024-09-30 15:41 |  | * | [6 empty] | 300 |  | 1 | 15 |  | 0 | 16 |  |  | * |  |  | None | *
3 | 05-WIRE-0140-YL | 10AWG THHN STR CU WIRE YELLOW | 0 | Purchased Item | Active |  | 150 | 1 |  |  |  | Item | 300 | FT | 100 | 1 | 300 | Date |  |  | 2024-09-30 15:41 |  | * | [6 empty] | 300 |  | 1 | 20 |  | 0 | 21 |  |  | * |  |  | None | *
3 | 05-WIRE-0150-GR | 8AWG THHN STR CU WIRE GREEN (500 FT PER ROLL) | 0 | Purchased Item | Active |  | 160 | 1 |  |  |  | Item | 300 | FT | 100 | 1 | 300 | Date |  |  | 2024-09-30 15:41 |  | * | [6 empty] | 300 |  | 1 | 20 |  | 0 | 21 |  |  | * |  |  | None | *
3 | 05-WIRE-0190 | 2AWG THHN STR CU WIRE BLACK | 0 | Purchased Item | Active |  | 170 | 1 |  |  |  | Item | 900 | FT | 100 | 1 | 900 | Date |  |  | 2024-09-30 15:41 |  | * | [6 empty] | 900 |  | 1 | 15 |  | 0 | 16 |  |  | * |  |  | None | *
3 | 05-WIRE-0207-RD | 18AWG 2C SHIELD RED JACKET | 0 | Purchased Item | Active |  | 180 | 1 |  |  |  | Item | 1000 | FT | 100 | 1 | 1000 | Date |  |  | 2024-09-30 15:41 |  | * | [6 empty] | 1000 |  | 1 | 15 |  | 0 | 16 |  |  | * |  |  | None | *
3 | 05-WIRE-0207-VL | 18AWG 2C SHIELD VIOLET JACKET | 0 | Purchased Item | Active |  | 190 | 1 |  |  |  | Item | 1000 | FT | 100 | 1 | 1000 | Date |  |  | 2024-09-30 15:41 |  | * | [6 empty] | 1000 |  | 1 | 20 |  | 0 | 21 |  |  | * |  |  | None | *
3 | 05-WIRE-0208-RD | CABLE 3X 18G 60C 300V | 0 | Purchased Item | Active |  | 200 | 1 |  |  |  | Item | 1000 | FT | 100 | 1 | 1000 | Date |  |  | 2024-09-30 15:41 |  | * | [6 empty] | 1000 |  | 1 | 10 |  | 0 | 11 |  |  | * |  |  | None | *
3 | 05-WIRE-200-OAB | CABLE 3X 24G 60C 300V | 0 | Purchased Item | Active |  | 210 | 1 |  |  |  | Item | 25 | FT | 100 | 1 | 25 | Date |  |  | 2024-09-30 15:41 |  | * | [6 empty] | 25 |  | 1 | 15 |  | 0 | 16 |  |  | * |  |  | None | *
3 | 05-WIRE-207-BLJ | 18AWG 2C SHIELD BLUE JACKET | 0 | Purchased Item | Active |  | 220 | 1 |  |  |  | Item | 800 | FT | 100 | 1 | 800 | Date |  |  | 2024-09-30 15:41 |  | * | [6 empty] | 800 |  | 1 | 15 |  | 0 | 16 |  |  | * |  |  | None | *
3 | 05-WIRE-207-YLJ | 18AWG 2C SHIELD YELLOW JACKET | 0 | Purchased Item | Active |  | 230 | 1 |  |  |  | Item | 1125 | FT | 100 | 1 | 1125 | Date |  |  | 2024-09-30 15:41 |  | * | [6 empty] | 1125 |  | 1 | 15 |  | 0 | 16 |  |  | * |  |  | None | *
3 | 05-WIRE-208-WTJ | CABLE 3X 18G 60C 300V | 0 | Purchased Item | Active |  | 240 | 1 |  |  |  | Item | 800 | FT | 100 | 1 | 800 | Date |  |  | 2024-09-30 15:41 |  | * | [6 empty] | 800 |  | 1 | 20 |  | 0 | 21 |  |  | * |  |  | None | *
3 | 05-WIRE-3221 | 16 AWG 2 STRANDED CONDUCTORS, SHIELDED PLENUM/FT6 P/N 3221 | 0 | Purchased Item | Active |  | 250 | 1 |  |  |  | Item | 2400 | FT | 100 | 1 | 2400 | Date |  |  | 2024-09-30 15:41 |  | * | [6 empty] | 2400 |  | 1 | 15 |  | 0 | 16 |  |  | * |  |  | None | *
3 | 05-WIRE-3222 | 16 AWG 4 STRANDED CONDUCTORS, SHIELDED PLENUM/FT6 P/N 3222 | 0 | Purchased Item | Active |  | 260 | 1 |  |  |  | Item | 500 | FT | 100 | 1 | 500 | Date |  |  | 2024-09-30 15:41 |  | * | [6 empty] | 500 |  | 1 | 15 |  | 0 | 16 |  |  | * |  |  | None | *
3 | 10078501 | Connection cable, RITTAL PN SZ 2500.500 | 0 | Purchased Item | Active |  | 280 | 1 |  |  |  | Item | 3 | EA | 100 | 1 | 3 | Date |  |  | 2024-09-30 15:41 |  | * | [6 empty] | 3 |  | 1 | 5 |  | 0 | 6 |  |  | * |  |  | None | *
3 | 10-CLIPS-ACI | AVERAGING SENSOR MOUNTING CLIPS, PN A/UNIVERSAL CLIP | 0 | Purchased Item | Active |  | 290 | 1 |  |  |  | Item | 9 | EA | 100 | 1 | 9 | Date |  |  | 2024-09-30 15:41 |  | * | [6 empty] | 9 |  | 1 | 30 |  | 0 | 31 |  |  | * |  |  | None | *
3 | 10-CON-PBTS34 | ILSCO PBTS-3-4 INSUL AL MECH (3) 4-14 SGL T UL CSA, # PBTS-3-4 | 0 | Purchased Item | Active |  | 300 | 1 |  |  |  | Item | 1 | EA | 100 | 1 | 1 | Date |  |  | 2024-09-30 15:41 |  | * | [6 empty] | 1 |  | 1 | 30 |  | 0 | 31 |  |  | * |  |  | None | *
3 | 10-EL-GROUND | IEC ELECTRIAL GROUND LABEL - TERMINAL OF A PROTECTIVE EARTH (GROUND) ELECTRODE. SIZE: 1/2" X 1/2". 1 ROLL = 500 LABELS. SKU #LSCE107 | 0 | Purchased Item | Active |  | 310 | 1 |  |  |  | Item | 54 | EA | 100 | 1 | 54 | Date |  |  | 2024-09-30 15:41 |  | * | [6 empty] | 54 |  | 1 | 40 |  | 0 | 41 |  |  | * |  |  | None | *
3 | 10-HND-SQD-001 | 9421LH6 HANDLE ASSEMBLY | 0 | Purchased Item | Active |  | 320 | 1 |  |  |  | Item | 2 | EA | 100 | 1 | 2 | Date |  |  | 2024-09-30 15:41 |  | * | [6 empty] | 2 |  | 1 | 5 |  | 0 | 6 |  |  | * |  |  | None | *
3 | 10-KLE-COV1 | CLEAR HINGED COVER FOR PUSH-PULL, PILLA # PILCLHCOV1 | 0 | Purchased Item | Active |  | 330 | 1 |  |  |  | Item | 1 | EA | 100 | 1 | 1 | Date |  |  | 2024-09-30 15:41 |  | * | [6 empty] | 1 |  | 1 | 20 |  | 0 | 21 |  |  | * |  |  | None | *
3 | 10-KLE-PILNCCB | N.C. STACKABLE CONTACT BLOCK FOR MST1 STATIONS KELE # PILNCCB | 0 | Purchased Item | Active |  | 340 | 1 |  |  |  | Item | 1 | EA | 100 | 1 | 1 | Date |  |  | 2024-09-30 15:41 |  | * | [6 empty] | 1 |  | 1 | 15 |  | 0 | 16 |  |  | * |  |  | None | *
3 | 10-LABEL-200911 | WMB INLINE 1500 WMB MARKERS (5 MM) ON ROLL WAGO # 2009-115 | 0 | Purchased Item | Active |  | 350 | 1 |  |  |  | Item | 0.25 | EA | 100 | 1 | 0.25 | Date |  |  | 2024-09-30 15:41 |  | * | [6 empty] | 0.25 |  | 1 | 15 |  | 0 | 16 |  |  | * |  |  | None | *
3 | 10-LABEL-50016 | HEAT SHRINK LABEL, 0.25" UNSLIT, SINGLE SIDED, POLYOLEFIN, WHITE, 250/BX, PN 553-50016 | 0 | Purchased Item | Active |  | 360 | 1 |  |  |  | Item | 2 | EA | 100 | 1 | 2 | Date |  |  | 2024-09-30 15:41 |  | * | [6 empty] | 2 |  | 1 | 20 |  | 0 | 21 |  |  | * |  |  | None | *
3 | 10-LUG-0145 | 8 AWG, 1-HOLE LUGS, COLOR-KEYED, COMPRESSION, ALUMINUM, TIN PLATED, DIE COLOR CODE BLUE, 3/8" BOLT SIZE, T&B P/N 60104-TB | 0 | Purchased Item | Active |  | 370 | 1 |  |  |  | Item | 2 | EA | 100 | 1 | 2 | Date |  |  | 2024-09-30 15:41 |  | * | [6 empty] | 2 |  | 1 | 20 |  | 0 | 21 |  |  | * |  |  | None | *
3 | 10-LUG-0150 | 2 AWG, 1-HOLE LUGS, COLOR-KEYED, COMPRESSION, ALUMINUM, TIN PLATED, DIE COLOR CODE PINK, 3/8" BOLT SIZE, T&B P/N 60118-TB | 0 | Purchased Item | Active |  | 380 | 1 |  |  |  | Item | 6 | EA | 100 | 1 | 6 | Date |  |  | 2024-09-30 15:41 |  | * | [6 empty] | 6 |  | 1 | 20 |  | 0 | 21 |  |  | * |  |  | None | *
3 | 10-MCP-SQD-017 | MOTOR PROTECTOR LINE INSULATOR GV2GH7 | 0 | Purchased Item | Active |  | 390 | 1 |  |  |  | Item | 10 | EA | 100 | 1 | 10 | Date |  |  | 2024-09-30 15:41 |  | * | [6 empty] | 10 |  | 1 | 20 |  | 0 | 21 |  |  | * |  |  | None | *
3 | 10-OP-D7-ALP | POEWR MODULES MOUNTING LATCH | 0 | Finished Good - Buy | Active |  | 400 | 1 |  |  |  | Item | 5 | EA | 100 | 1 | 5 | Date |  |  | 2024-09-30 15:41 |  | * | [6 empty] | 5 |  | 1 | 20 |  | 0 | 21 |  |  | * |  |  | None | *
3 | 10-OP-D7-N5W | POWER MODULE, INTEGRAL LED 120 | 0 | Finished Good - Buy | Active |  | 410 | 1 |  |  |  | Item | 3 | EA | 100 | 1 | 3 | Date |  |  | 2024-09-30 15:41 |  | * | [6 empty] | 3 |  | 1 | 15 |  | 0 | 16 |  |  | * |  |  | None | *
3 | 10-OP-D7P-P3 | INDICATING LIGHTS GREEN PLASTI | 0 | Finished Good - Buy | Active |  | 420 | 1 |  |  |  | Item | 2 | EA | 100 | 1 | 2 | Date |  |  | 2024-09-30 15:41 |  | * | [6 empty] | 2 |  | 1 | 15 |  | 0 | 16 |  |  | * |  |  | None | *
3 | 10-OP-D7P-P5 | INDICATING LIGHTS,YELLOW,PLASTIC # D7P-P5 | 0 | Purchased Item | Active |  | 430 | 1 |  |  |  | Item | 1 | EA | 100 | 1 | 1 | Date |  |  | 2024-09-30 15:41 |  | * | [6 empty] | 1 |  | 1 | 15 |  | 0 | 16 |  |  | * |  |  | None | *
3 | 10-OP-D7P-SM32 | STN.KNOB,3 POSITION,SELECTO SWITCH,PLASTIC # D7P-SM32 | 0 | Purchased Item | Active |  | 440 | 1 |  |  |  | Item | 2 | EA | 100 | 1 | 2 | Date |  |  | 2024-09-30 15:41 |  | * | [6 empty] | 2 |  | 1 | 15 |  | 0 | 16 |  |  | * |  |  | None | *
3 | 10-OP-D7-X10 | CONTACT BLOCK, NO # D7-X10, ALTERNATE ALLEN BRADLEY PN 800F-X10 | 0 | Purchased Item | Active |  | 450 | 1 |  |  |  | Item | 5 | EA | 100 | 1 | 5 | Date |  |  | 2024-09-30 15:41 |  | * | [6 empty] | 5 |  | 1 | 15 |  | 0 | 16 |  |  | * |  |  | None | *
3 | 10-OPM-SQD-001 | 9421LJ7 OPERATING MECHANISM | 0 | Purchased Item | Active |  | 460 | 1 |  |  |  | Item | 2 | EA | 100 | 1 | 2 | Date |  |  | 2024-09-30 15:41 |  | * | [6 empty] | 2 |  | 1 | 15 |  | 0 | 16 |  |  | * |  |  | None | *
3 | 10-POT-ABB-MP2 | POTENTIOMETER, KNOB W/RESISTOR, 10 KO, ABB PN MT-110B (1SFA611410R1106) | 0 | Purchased Item | Active |  | 470 | 1 |  |  |  | Item | 1 | EA | 100 | 1 | 1 | Date |  |  | 2024-09-30 15:41 |  | * | [6 empty] | 1 |  | 1 | 10 |  | 0 | 11 |  |  | * |  |  | None | *
3 | 10-POT-ABB-MP3 | LEGEND PLATE, SCALE 0 - 10, ABB PN SK615562-88 | 0 | Purchased Item | Active |  | 480 | 1 |  |  |  | Item | 1 | EA | 100 | 1 | 1 | Date |  |  | 2024-09-30 15:41 |  | * | [6 empty] | 1 |  | 1 | 10 |  | 0 | 11 |  |  | * |  |  | None | *
3 | 10-PWS-PSMN300A | AC POWER SUPPLY, # PSMN300A | 0 | Purchased Item | Active |  | 490 | 1 |  |  |  | Item | 1 | EA | 100 | 1 | 1 | Date |  |  | 2024-09-30 15:41 |  | * | [6 empty] | 1 |  | 1 | 30 |  | 0 | 31 |  |  | * |  |  | None | *
3 | 10-SCON-222412 | COMPACT SPLICING CONNECTOR; 2-CONDUCTOR TERMINAL BLOCK; WITH OPERATING LEVERS; MAX. CONTINUOUS SERVICE TEMPERATURE 85 | 0 | Purchased Item | Active |  | 500 | 1 |  |  |  | Item | 225 | EA | 100 | 1 | 225 | Date |  |  | 2024-09-30 15:41 |  | * | [6 empty] | 225 |  | 1 | 20 |  | 0 | 21 |  |  | * |  |  | None | *
3 | 10-SCON-222413 | COMPACT SPLICING CONNECTOR; 3-CONDUCTOR TERMINAL BLOCK; WITH OPERATING LEVERS; MAX. CONTINUOUS SERVICE TEMPERATURE 85 | 0 | Purchased Item | Active |  | 510 | 1 |  |  |  | Item | 45 | EA | 100 | 1 | 45 | Date |  |  | 2024-09-30 15:41 |  | * | [6 empty] | 45 |  | 1 | 5 |  | 0 | 6 |  |  | * |  |  | None | *
3 | 10-SCON-222415 | COMPACT SPLICING CONNECTOR; 5-CONDUCTOR TERMINAL BLOCK; WITH OPERATING LEVERS; MAX. CONTINUOUS SERVICE TEMPERATURE 85°C, WAGO PN 222-415 REMARKS | 0 | Purchased Item | Active |  | 520 | 1 |  |  |  | Item | 25 | EA | 100 | 1 | 25 | Date |  |  | 2024-09-30 15:41 |  | * | [6 empty] | 25 |  | 1 | 5 |  | 0 | 6 |  |  | * |  |  | None | *
3 | 10-SHF-SQD-001 | 9421LS13 SHAFT | 0 | Purchased Item | Active |  | 530 | 1 |  |  |  | Item | 2 | EA | 100 | 1 | 2 | Date |  |  | 2024-09-30 15:41 |  | * | [6 empty] | 2 |  | 1 | 50 |  | 0 | 51 |  |  | * |  |  | None | *
3 | 10-TCP-0213G | SETRA TRANSDUCER 0 TO 15" WC, # 2641-015WD-11-T1-G | 0 | Purchased Item | Active |  | 540 | 1 |  |  |  | Item | 1 | EA | 100 | 1 | 1 | Date |  |  | 2024-09-30 15:41 |  | * | [6 empty] | 1 |  | 1 | 10 |  | 0 | 11 |  |  | * |  |  | None | *
3 | 10-TERM-0262 | BUTT CONNECT 16-14 AWG BLUE PN GB-B6V | 0 | Purchased Item | Active |  | 550 | 1 |  |  |  | Item | 5 | EA | 100 | 1 | 5 | Date |  |  | 2024-09-30 15:41 |  | * | [6 empty] | 5 |  | 1 | 30 |  | 0 | 31 |  |  | * |  |  | None | *
3 | 10-TERM-0263 | BUTT CONNECT 10-12 AWG YELLOW | 0 | Purchased Item | Active |  | 560 | 1 |  |  |  | Item | 2.5 | EA | 100 | 1 | 2.5 | Date |  |  | 2024-09-30 15:41 |  | * | [6 empty] | 2.5 |  | 1 | 30 |  | 0 | 31 |  |  | * |  |  | None | *
3 | 10-TERM-0264 | TERMINAL - 90 DEG. FULLY INSULATED - BLUE | 0 | Purchased Item | Active |  | 570 | 1 |  |  |  | Item | 15 | EA | 100 | 1 | 15 | Date |  |  | 2024-09-30 15:41 |  | * | [6 empty] | 15 |  | 1 | 30 |  | 0 | 31 |  |  | * |  |  | None | *
3 | 10-TERM-285135 | 2 CONDUCTOR THROUGH TERMINAL BLOCK, GRAY, WAGO PN 285-135 | 0 | Purchased Item | Active |  | 580 | 1 |  |  |  | Item | 6 | EA | 100 | 1 | 6 | Date |  |  | 2024-09-30 15:41 |  | * | [6 empty] | 6 |  | 1 | 20 |  | 0 | 21 |  |  | * |  |  | None | *
3 | 10-TERM-285137 | 2 CONDUCTOR GROUND TERMINAL BLOCK, GN-YL, WAGO PN 285-137 | 0 | Purchased Item | Active |  | 590 | 1 |  |  |  | Item | 2 | EA | 100 | 1 | 2 | Date |  |  | 2024-09-30 15:41 |  | * | [6 empty] | 2 |  | 1 | 20 |  | 0 | 21 |  |  | * |  |  | None | *
3 | 10-TRN-SET-264G | SETRA TRANSDUCER, ±0.5" W.C. PN 2641-0R5WB-11-T1-G | 0 | Purchased Item | Active |  | 600 | 1 |  |  |  | Item | 1 | EA | 100 | 1 | 1 | Date |  |  | 2024-09-30 15:41 |  | * | [6 empty] | 1 |  | 1 | 42 |  | 0 | 43 |  |  | * |  |  | None | *
3 | 10-WLC-19164720 | WALCHEM CONTACTING CONDUCTIVITY SENSOR, PP/SS, 20 FT CABLE, P/N 191647-20 | 0 | Purchased Item | Active |  | 630 | 1 |  |  |  | Item | 1 | EA | 100 | 1 | 1 | Date |  |  | 2024-09-30 15:41 |  | * | [6 empty] | 1 |  | 1 | 15 |  | 0 | 16 |  |  | * |  |  | None | *
3 | 10-WLC-191669 | WALCHEM GLAND STEEL 0.5 NPT 200 PSI P/N 191669 | 0 | Purchased Item | Active |  | 640 | 1 |  |  |  | Item | 1 | EA | 100 | 1 | 1 | Date |  |  | 2024-09-30 15:41 |  | * | [6 empty] | 1 |  | 1 | 20 |  | 0 | 21 |  |  | * |  |  | None | *
3 | 10071168 | Labels 0.5" x 0.375" x 0.75" White, Self-Laminating, Vinyl, 6 Across, PN TAG26T6-100B | 0 | Purchased Item | Active |  | 650 | 1 |  |  |  | Item | 1250 | EA | 100 | 1 | 1250 | Date |  |  | 2024-09-30 15:41 |  | * | [6 empty] | 1250 |  | 1 | 10 |  | 0 | 11 |  |  | * |  |  | None | *
3 | 10071162 | Labels 1" x .75' x 2.25" White, Self-Laminating, Vinyl, 3 across, 5000/RL P/N: TAG9T3-100B | 0 | Purchased Item | Active |  | 660 | 1 |  |  |  | Item | 100 | EA | 100 | 1 | 100 | Date |  |  | 2024-09-30 15:41 |  | * | [6 empty] | 100 |  | 1 | 5 |  | 0 | 6 |  |  | * |  |  | None | *
3 | 05-PAND-0127 | RACEWAY,WIRE,PVC,WHT,1.5WX3H - MODEL #PC1530-LS-W | 0 | Purchased Item | Active |  | 670 | 1 |  |  |  | Item | 15 | FT | 100 | 1 | 15 | Date |  |  | 2024-09-30 15:41 |  | * | [6 empty] | 15 |  | 1 | 20 |  | 0 | 21 |  |  | * |  |  | None | *
3 | 05-PAND-0149 | 1.5WX3H PANEL CHANNEL, STD SLOT, PVC, GRAY, PN PC1530-LS | 0 | Purchased Item | Active |  | 680 | 1 |  |  |  | Item | 15 | FT | 100 | 1 | 15 | Date |  |  | 2024-09-30 15:41 |  | * | [6 empty] | 15 |  | 1 | 15 |  | 0 | 16 |  |  | * |  |  | None | *
3 | 05-TAPE-0100 | 3/4 ELECTRICAL TAPE BLACK BRAND 3M MODEL #1400 | 0 | Purchased Item | Active |  | 690 | 1 |  |  |  | Item | 18.5 | EA | 100 | 1 | 18.5 | Date |  |  | 2024-09-30 15:41 |  | * | [6 empty] | 18.5 |  | 1 | 15 |  | 0 | 16 |  |  | * |  |  | None | *
3 | 05-TAPE-0106 | 3/4 ELECTRICAL TAPE YELLOW 3M PART NUMBER 1700C 3/4X66FT YL | 0 | Purchased Item | Active |  | 700 | 1 |  |  |  | Item | 0.5 | EA | 100 | 1 | 0.5 | Date |  |  | 2024-09-30 15:41 |  | * | [6 empty] | 0.5 |  | 1 | 20 |  | 0 | 21 |  |  | * |  |  | None | *
3 | 05-TAPE-0107 | 3/4 ELECTRICAL TAPE ORANGE 3M PART NUMBER 1700C 3/4X66FT OR | 0 | Purchased Item | Active |  | 710 | 1 |  |  |  | Item | 0.5 | EA | 100 | 1 | 0.5 | Date |  |  | 2024-09-30 15:41 |  | * | [6 empty] | 0.5 |  | 1 | 20 |  | 0 | 21 |  |  | * |  |  | None | *
3 | 05-TAPE-0108 | 3/4 ELECTRICAL TAPE BROWN 3M PART NUMBER 1700C 3/4X66FT BR | 0 | Purchased Item | Active |  | 720 | 1 |  |  |  | Item | 0.5 | EA | 100 | 1 | 0.5 | Date |  |  | 2024-09-30 15:41 |  | * | [6 empty] | 0.5 |  | 1 | 20 |  | 0 | 21 |  |  | * |  |  | None | *
3 | 05-HST-4NU37 | HEAT SHRINK TUBE, WIRE RANGE 16-12 AWG, COLOR, 6IN. PIECE, 21 PIECES PER PACK. GR#4NU37 | 0 | Purchased Item | Active |  | 730 | 1 |  |  |  | Item | 10.5 | EA | 100 | 1 | 10.5 | Date |  |  | 2024-09-30 15:41 |  | * | [6 empty] | 10.5 |  | 1 | 15 |  | 0 | 16 |  |  | * |  |  | None | *
3 | 05-HST-4NU38 | HEAT SHRINK TUBE, WIRE RANGE 12-8 AWG, COLOR, 6 IN. PIECE, 14 PACK GR.#4NU38 | 0 | Purchased Item | Active |  | 740 | 1 |  |  |  | Item | 0.25 | EA | 100 | 1 | 0.25 | Date |  |  | 2024-09-30 15:41 |  | * | [6 empty] | 0.25 |  | 1 | 15 |  | 0 | 16 |  |  | * |  |  | None | *
3 | 05-NSI-0150 | TIE WRAP NSI 418 4" | 0 | Purchased Item | Active |  | 750 | 1 |  |  |  | Item | 250 | EA | 100 | 1 | 250 | Date |  |  | 2024-09-30 15:41 |  | * | [6 empty] | 250 |  | 1 | 15 |  | 0 | 16 |  |  | * |  |  | None | *
3 | 05-NSI-0200 | CABLE TIE NSI 1450 14" | 0 | Purchased Item | Active |  | 760 | 1 |  |  |  | Item | 210 | EA | 100 | 1 | 210 | Date |  |  | 2024-09-30 15:41 |  | * | [6 empty] | 210 |  | 1 | 15 |  | 0 | 16 |  |  | * |  |  | None | *
3 | 05-NSI-0250 | CABLE TIE NSI 7" | 0 | Purchased Item | Active |  | 770 | 1 |  |  |  | Item | 45 | EA | 100 | 1 | 45 | Date |  |  | 2024-09-30 15:41 |  | * | [6 empty] | 45 |  | 1 | 15 |  | 0 | 16 |  |  | * |  |  | None | *
3 | 05-LIGHT-0187 | TOPAZ A19 LED LAMP 10W 120V TOPAZ CAT# LA19/10/927/D-46 | 0 | Purchased Item | Active |  | 780 | 1 |  |  |  | Item | 11 | EA | 100 | 1 | 11 | Date |  |  | 2024-09-30 15:41 |  | * | [6 empty] | 11 |  | 1 | 15 |  | 0 | 16 |  |  | * |  |  | None | *
3 | 05-LUB-31378 | CABLE PULLING LUBRICANT, WATER-BASED GEL, QUARTS. TOPAZ #1200 | 0 | Purchased Item | Active |  | 790 | 1 |  |  |  | Item | 1 | EA | 100 | 1 | 1 | Date |  |  | 2024-09-30 15:41 |  | * | [6 empty] | 1 |  | 1 | 15 |  | 0 | 16 |  |  | * |  |  | None | *
3 | 05-DSEAL-0100 | DUCT SEAL 1LB. DOTTIE #LHD1 | 0 | Purchased Item | Active |  | 800 | 1 |  |  |  | Item | 8 | EA | 100 | 1 | 8 | Date |  |  | 2024-09-30 15:41 |  | * | [6 empty] | 8 |  | 1 | 15 |  | 0 | 16 |  |  | * |  |  | None | *
3 | 05-IN.BUSH-0100 | 1/2"KNOCKOUT INSULATING BUSHING PN 9791 BRIDGEPORT | 0 | Purchased Item | Active |  | 810 | 1 |  |  |  | Item | 16 | EA | 100 | 1 | 16 | Date |  |  | 2024-09-30 15:41 |  | * | [6 empty] | 16 |  | 1 | 15 |  | 0 | 16 |  |  | * |  |  | None | *
3 | 05-TIE-14120MH | MOUNTING HEAD TIES, INTEGRATED MOUNTING HOLE, HEAVY-DUTY CABLE TIES, 100 PACK, CATAMOUNT # L-14-120MH-0-C | 0 | Purchased Item | Active |  | 820 | 1 |  |  |  | Item | 100 | EA | 100 | 1 | 100 | Date |  |  | 2024-09-30 15:41 |  | * | [6 empty] | 100 |  | 1 | 15 |  | 0 | 16 |  |  | * |  |  | None | *
3 | 10082332 | MICROSOFT CYS06 - ELECTRICAL SCHEMATIC | E | Reference Item - Schematics | Active |  | 830 | 1 |  |  |  | Item | 1 | REF | 100 | 1 | 1 | Date |  |  | 2024-09-30 15:41 |  | * | [6 empty] | 1 |  | 1 |  |  | 0 | 0 | [5 empty] | None
2 | - 00_MCYS06_OVERPACK_EBS | MSF CYS06 COLO4 OVERPACK EBS | 0 | Sub-assembly | Active |  | 52 | 1 |  |  |  | Item | 1 | EA | 100 | 1 | 1 | Date |  |  | 2024-09-30 15:41 |  | * | CCO-81529 | [5 empty] | 1 |  | 1 | 0 |  | 16.9775 | 340.7078 |  |  | * |  |  | None | *
3 | - MCYS06-SMA-66235 | HARDWARE MSF 00 TOP | 0 | Sub-assembly | Active |  | 1 | 1 |  |  |  | Item | 1 | EA | 100 | 1 | 1 | Date |  |  | 2024-09-30 15:41 |  | * | [6 empty] | 1 |  | 1 | 0 |  | 0 | 23 |  |  | * |  |  | None | *
4 | - MCYSC4-SMA-57795 | Neoprene Self Drilling Screw | 0 | Sub-assembly | Active |  | 1 | 1 |  |  |  | Item | 110 | EA | 100 | 1 | 110 | Date |  |  | 2024-09-30 15:41 |  | * | [6 empty] | 110 |  | 1 | 0 |  | 0 | 22 |  |  | * |  |  | None | *
5 | 75-SCWH-14-114S | 1/4-14X1 1/4"S.DRILL HEAX HEAD 410SS | 0 | Purchased Item | Active |  | 1 | 1 |  |  |  | Item | 1 | EA | 100 | 1 | 110 | Date |  |  | 2024-09-30 15:41 |  | * | [6 empty] | 110 |  | 1 | 20 |  | 0 | 21 |  |  | * |  |  | None | *
5 | 75-W-14-BN1434S | 304 Stainless Steel-Neoprene Washer-0.275"ID - 5/8"OD | 0 | Purchased Item | Active |  | 2 | 1 |  |  |  | Item | 1 | EA | 100 | 1 | 110 | Date |  |  | 2024-09-30 15:41 |  | * | [6 empty] | 110 |  | 1 | 5 |  | 0 | 6 |  |  | * |  |  | None | *
4 | 75-SCWH-14-114S | 1/4-14X1 1/4"S.DRILL HEAX HEAD 410SS | 0 | Purchased Item | Active |  | 2 | 1 |  |  |  | Item | 2 | EA | 100 | 1 | 2 | Date |  |  | 2024-09-30 15:41 |  | * | [6 empty] | 2 |  | 1 | 20 |  | 0 | 21 |  |  | * |  |  | None | *
4 | 75-W-14-BN1434S | 304 Stainless Steel-Neoprene Washer-0.275"ID - 5/8"OD | 0 | Purchased Item | Active |  | 3 | 1 |  |  |  | Item | 2 | EA | 100 | 1 | 2 | Date |  |  | 2024-09-30 15:41 |  | * | [6 empty] | 2 |  | 1 | 5 |  | 0 | 6 |  |  | * |  |  | None | *
4 | - MCYS06-SVA-66276 | SUB ASSY VIRTUAL PARTS OVERPACK | 0 | Phantom item | Active |  | 4 | 1 |  |  |  | Item | 1 | EA | 100 | 1 | 1 | Date |  |  | 2024-09-30 15:41 |  | * | [6 empty] | 1 |  | 1 | 0 |  | 0 | 12 |  |  | * |  |  | None
5 | 85-TAPE-0160 | 1/4"X1/2"X 50' PORON TAPE #472088 | 0 | Purchased Item | Active |  | 1 | 1 |  |  |  | Item | 1 | FT | 100 | 1 | 1 | Date |  |  | 2024-09-30 15:41 |  | * | [6 empty] | 1 |  | 1 | 10 |  | 0 | 11 |  |  | * |  |  | None | *
3 | - 00-MCYS06_OVERPACK_UP_EBS | OVERPACK UPPER SECTION | B | Sub-assembly | Active |  | 2 | 1 |  |  |  | Item | 1 | EA | 100 | 1 | 1 | Date |  |  | 2024-09-30 15:41 |  | * | [6 empty] | 1 |  | 1 | 5.5185 |  | 16.9775 | 55.9125 |  |  | * |  |  | None | *
4 | - MCYS06-SMA-68079 | RAIN HOOD ASSY | B | Sub-assembly | Active |  | 1 | 1 |  |  |  | Item | 2 | EA | 100 | 1 | 2 | Date |  |  | 2024-09-30 15:41 |  | * | [6 empty] | 2 |  | 1 | 3.8197 |  | 9.2949 | 47.2299 |  |  | * |  |  | None | *
5 | 75-NH-1420-P | ZINC PLATED-COURSE THREADS-HEX NUT-1/4" -20 THREADS PER INCH | 0 | Purchased Item | Active |  | 1 | 1 |  |  |  | Item | 12 | EA | 100 | 1 | 24 | Date |  |  | 2024-09-30 15:41 |  | * | [6 empty] | 24 |  | 1 | 35 |  | 0 | 36 |  |  | * |  |  | None | *
5 | - MCYS06-SMA-68080 | RAINHOOD FRAME ASSY | 0 | Sub-assembly | Active |  | 2 | 1 |  |  |  | Item | 1 | EA | 100 | 1 | 2 | Date |  |  | 2024-09-30 15:41 |  | * | [6 empty] | 2 |  | 1 | 0 |  | 0.064923 | 42 |  |  | * |  |  | None | *
6 | - IP-54539 | 16ga GA Jkt coil 60 | 0 | Sub-assembly | Active |  | 1 | 1 |  |  |  | Item | 1 | EA | 100 | 1 | 2 | Date |  |  | 2024-09-30 15:41 |  | * | [6 empty] | 2 |  | 1 | 0.064923 |  | 0.064923 | 17.0649 |  |  | * |  |  | None | *
7 | 45-GALC-0225 | STEEL,JKT,A60,16 GA,60" COIL | 0 | Purchased Item | Active |  | 1 | 1 |  |  |  | Item | 15.654 | SFT | 100 | 1 | 31.308 | Date |  |  | 2024-09-30 15:41 |  | * | [6 empty] | 31.308 |  | 1 | 15 |  | 0 | 16 |  |  | * |  |  | None | *
7 | IP-54539_DOC | 16ga GA Jkt coil 60 | C | Reference Item - Document Management | Active |  | 99999 | 1 |  |  |  | Item | 1 | EA | 100 | 1 | 2 | Date |  |  | 2024-09-30 15:41 |  | * | [6 empty] | 2 |  | 1 |  |  | 0 | 0 | [5 empty] | None
6 | 75-NH-1420-P | ZINC PLATED-COURSE THREADS-HEX NUT-1/4" -20 THREADS PER INCH | 0 | Purchased Item | Active |  | 2 | 1 |  |  |  | Item | 20 | EA | 100 | 1 | 40 | Date |  |  | 2024-09-30 15:41 |  | * | [6 empty] | 40 |  | 1 | 35 |  | 0 | 36 |  |  | * |  |  | None | *
6 | - IP-54547 | 12ga GA Jkt 60x144 | 0 | Sub-assembly | Active |  | 3 | 1 |  |  |  | Item | 1 | EA | 100 | 1 | 2 | Date |  |  | 2024-09-30 15:41 |  | * | [6 empty] | 2 |  | 1 | 0.064923 |  | 0.064923 | 17.0649 |  |  | * |  |  | None | *
7 | 45-GALV-0135 | STEEL,JKT,A60,12GA,60X144 | 0 | Purchased Item | Active |  | 1 | 1 |  |  |  | Item | 1.386 | SFT | 100 | 1 | 2.772 | Date |  |  | 2024-09-30 15:41 |  | * | [6 empty] | 2.772 |  | 1 | 15 |  | 0 | 16 |  |  | * |  |  | None | *
7 | IP-54547_DOC | 12ga GA Jkt 60x144 | B | Reference Item - Document Management | Active |  | 99999 | 1 |  |  |  | Item | 1 | EA | 100 | 1 | 2 | Date |  |  | 2024-09-30 15:41 |  | * | [6 empty] | 2 |  | 1 |  |  | 0 | 0 | [5 empty] | None
6 | - IP-54546 | 16ga GA Jkt coil 60 | 0 | Sub-assembly | Active |  | 4 | 1 |  |  |  | Item | 1 | EA | 100 | 1 | 2 | Date |  |  | 2024-09-30 15:41 |  | * | [6 empty] | 2 |  | 1 | 0.064923 |  | 0.064923 | 17.0649 |  |  | * |  |  | None | *
7 | 45-GALC-0225 | STEEL,JKT,A60,16 GA,60" COIL | 0 | Purchased Item | Active |  | 1 | 1 |  |  |  | Item | 3.464 | SFT | 100 | 1 | 6.928 | Date |  |  | 2024-09-30 15:41 |  | * | [6 empty] | 6.928 |  | 1 | 15 |  | 0 | 16 |  |  | * |  |  | None | *
7 | IP-54546_DOC | 16ga GA Jkt coil 60 | B | Reference Item - Document Management | Active |  | 99999 | 1 |  |  |  | Item | 1 | EA | 100 | 1 | 2 | Date |  |  | 2024-09-30 15:41 |  | * | [6 empty] | 2 |  | 1 | 5 |  | 0 | 5 | [5 empty] | None
6 | - IP-54549 | 16ga GA Jkt coil 60 | 0 | Sub-assembly | Active |  | 5 | 1 |  |  |  | Item | 1 | EA | 100 | 1 | 2 | Date |  |  | 2024-09-30 15:41 |  | * | [6 empty] | 2 |  | 1 | 0.064923 |  | 0.064923 | 17.0649 |  |  | * |  |  | None | *
7 | 45-GALC-0225 | STEEL,JKT,A60,16 GA,60" COIL | 0 | Purchased Item | Active |  | 1 | 1 |  |  |  | Item | 15.654 | SFT | 100 | 1 | 31.308 | Date |  |  | 2024-09-30 15:41 |  | * | [6 empty] | 31.308 |  | 1 | 15 |  | 0 | 16 |  |  | * |  |  | None | *
7 | IP-54549_DOC | 16ga GA Jkt coil 60 | C | Reference Item - Document Management | Active |  | 99999 | 1 |  |  |  | Item | 1 | EA | 100 | 1 | 2 | Date |  |  | 2024-09-30 15:41 |  | * | [6 empty] | 2 |  | 1 |  |  | 0 | 0 | [5 empty] | None
6 | 75-W-14-BN1458 | ZINC PLATED-NEOPRENE WASHER-9/32"ID - 5/8"OD | 0 | Purchased Item | Active |  | 6 | 1 |  |  |  | Item | 24 | EA | 100 | 1 | 48 | Date |  |  | 2024-09-30 15:41 |  | * | [6 empty] | 48 |  | 1 | 40 |  | 0 | 41 |  |  | * |  |  | None | *
6 | - IP-68040 | 16ga GA Jkt coil 60 | 0 | Sub-assembly | Active |  | 7 | 1 |  |  |  | Item | 1 | EA | 100 | 1 | 2 | Date |  |  | 2024-09-30 15:41 |  | * | [6 empty] | 2 |  | 1 | 0.064923 |  | 0.064923 | 17.0649 |  |  | * |  |  | None | *
7 | 45-GALC-0225 | STEEL,JKT,A60,16 GA,60" COIL | 0 | Purchased Item | Active |  | 1 | 1 |  |  |  | Item | 1.25 | SFT | 100 | 1 | 2.5 | Date |  |  | 2024-09-30 15:41 |  | * | [6 empty] | 2.5 |  | 1 | 15 |  | 0 | 16 |  |  | * |  |  | None | *
7 | IP-68040_DOC | 16ga GA Jkt coil 60 | B | Reference Item - Document Management | Active |  | 99999 | 1 |  |  |  | Item | 1 | EA | 100 | 1 | 2 | Date |  |  | 2024-09-30 15:41 |  | * | [6 empty] | 2 |  | 1 | 15 |  | 0 | 15 | [5 empty] | None
6 | - IP-65730 | 16ga GA Jkt coil 60 | 0 | Sub-assembly | Active |  | 8 | 1 |  |  |  | Item | 1 | EA | 100 | 1 | 2 | Date |  |  | 2024-09-30 15:41 |  | * | [6 empty] | 2 |  | 1 | 0.064923 |  | 0.064923 | 17.0649 |  |  | * |  |  | None | *
7 | 45-GALC-0225 | STEEL,JKT,A60,16 GA,60" COIL | 0 | Purchased Item | Active |  | 1 | 1 |  |  |  | Item | 11.57 | SFT | 100 | 1 | 23.14 | Date |  |  | 2024-09-30 15:41 |  | * | [6 empty] | 23.14 |  | 1 | 15 |  | 0 | 16 |  |  | * |  |  | None | *
7 | IP-65730_DOC | 16ga GA Jkt coil 60 | B | Reference Item - Document Management | Active |  | 99999 | 1 |  |  |  | Item | 1 | EA | 100 | 1 | 2 | Date |  |  | 2024-09-30 15:41 |  | * | [6 empty] | 2 |  | 1 |  |  | 0 | 0 | [5 empty] | None
6 | 75-BH-142034-P | ZINC PLATED-STANDARD HEX BOLT-1/4"-20 THREADS PER INCH X 3/4" LONG | 0 | Purchased Item | Active |  | 9 | 1 |  |  |  | Item | 24 | EA | 100 | 1 | 48 | Date |  |  | 2024-09-30 15:41 |  | * | [6 empty] | 48 |  | 1 | 5 |  | 0 | 6 |  |  | * |  |  | None | *
6 | - IP-65731 | 16ga GA Jkt coil 60 | 0 | Sub-assembly | Active |  | 10 | 1 |  |  |  | Item | 1 | EA | 100 | 1 | 2 | Date |  |  | 2024-09-30 15:41 |  | * | [6 empty] | 2 |  | 1 | 0.064923 |  | 0.064923 | 21.0649 |  |  | * |  |  | None | *
7 | 45-GALC-0225 | STEEL,JKT,A60,16 GA,60" COIL | 0 | Purchased Item | Active |  | 1 | 1 |  |  |  | Item | 11.57 | SFT | 100 | 1 | 23.14 | Date |  |  | 2024-09-30 15:41 |  | * | [6 empty] | 23.14 |  | 1 | 15 |  | 0 | 16 |  |  | * |  |  | None | *
7 | IP-65731_DOC | 16ga GA Jkt coil 60 | B | Reference Item - Document Management | Active |  | 99999 | 1 |  |  |  | Item | 1 | EA | 100 | 1 | 2 | Date |  |  | 2024-09-30 15:41 |  | * | [6 empty] | 2 |  | 1 | 20 |  | 0 | 20 | [5 empty] | None
6 | 75-WN-1420-P | 1/4-20-SERR FLNG NUT PLTD | 0 | Purchased Item | Active |  | 12 | 1 |  |  |  | Item | 4 | EA | 100 | 1 | 8 | Date |  |  | 2024-09-30 15:41 |  | * | [6 empty] | 8 |  | 1 | 30 |  | 0 | 31 |  |  | * |  |  | None | *
6 | - IP-54541 | 16ga GA Jkt coil 60 | 0 | Sub-assembly | Active |  | 13 | 1 |  |  |  | Item | 1 | EA | 100 | 1 | 2 | Date |  |  | 2024-09-30 15:41 |  | * | [6 empty] | 2 |  | 1 | 0.064923 |  | 0.064923 | 17.0649 |  |  | * |  |  | None | *
7 | 45-GALC-0225 | STEEL,JKT,A60,16 GA,60" COIL | 0 | Purchased Item | Active |  | 1 | 1 |  |  |  | Item | 5.159 | SFT | 100 | 1 | 10.318 | Date |  |  | 2024-09-30 15:41 |  | * | [6 empty] | 10.318 |  | 1 | 15 |  | 0 | 16 |  |  | * |  |  | None | *
7 | IP-54541_DOC | 16ga GA Jkt coil 60 | B | Reference Item - Document Management | Active |  | 99999 | 1 |  |  |  | Item | 1 | EA | 100 | 1 | 2 | Date |  |  | 2024-09-30 15:41 |  | * | [6 empty] | 2 |  | 1 |  |  | 0 | 0 | [5 empty] | None
6 | - MCYS06-SVA-66269 | SUB ASSY VIRTUAL PARTS RAINHOODS | 0 | Phantom item | Active |  | 14 | 1 |  |  |  | Item | 1 | EA | 100 | 1 | 2 | Date |  |  | 2024-09-30 15:41 |  | * | [6 empty] | 2 |  | 1 | 0 |  | 0 | 32 |  |  | * |  |  | None
7 | 85-ADH-3M-740G2 | 3M HYBRID SEALANT 740 (GRAY), 290ML. CASTRIDGE | 0 | Purchased Item | Active |  | 1 | 1 |  |  |  | Item | 1 | EA | 100 | 1 | 2 | Date |  |  | 2024-09-30 15:41 |  | * | [6 empty] | 2 |  | 1 | 30 |  | 0 | 31 |  |  | * |  |  | None | *
6 | 75-RIVET-0050 | 304 STAINLESS STEEL - POP RIVET - 1/8" X .188-250" LONG | 0 | Purchased Item | Active |  | 15 | 1 |  |  |  | Item | 10 | EA | 100 | 1 | 20 | Date |  |  | 2024-09-30 15:41 |  | * | [6 empty] | 20 |  | 1 | 20 |  | 0 | 21 |  |  | * |  |  | None | *
5 | 05-STRP-0100 | STRAP,EMT,1_HOLE,.5 | 0 | Purchased Item | Active |  | 3 | 1 |  |  |  | Item | 12 | EA | 100 | 1 | 24 | Date |  |  | 2024-09-30 15:41 |  | * | [6 empty] | 24 |  | 1 | 15 |  | 0 | 16 |  |  | * |  |  | None | *
5 | 75-SCWH-14-114 | 1/4-14x1 1/4" SELF DRILL S.H.W PL | 0 | Purchased Item | Active |  | 4 | 1 |  |  |  | Item | 20 | EA | 100 | 1 | 40 | Date |  |  | 2024-09-30 15:41 |  | * | [6 empty] | 40 |  | 1 | 20 |  | 0 | 21 |  |  | * |  |  | None | *
5 | 75-BH-142034-P | ZINC PLATED-STANDARD HEX BOLT-1/4"-20 THREADS PER INCH X 3/4" LONG | 0 | Purchased Item | Active |  | 5 | 1 |  |  |  | Item | 12 | EA | 100 | 1 | 24 | Date |  |  | 2024-09-30 15:41 |  | * | [6 empty] | 24 |  | 1 | 5 |  | 0 | 6 |  |  | * |  |  | None | *
5 | 75-W-14-FLAT-P | Zinc Plated-Flat Washer-1/4" | 0 | Purchased Item | Active |  | 6 | 1 |  |  |  | Item | 12 | EA | 100 | 1 | 24 | Date |  |  | 2024-09-30 15:41 |  | * | [6 empty] | 24 |  | 1 | 25 |  | 0 | 26 |  |  | * |  |  | None | *
5 | - MCYS06-SMA-68095 | RAIN HOOD MESH ASSY | B | Sub-assembly | Active |  | 7 | 1 |  |  |  | Item | 1 | EA | 100 | 1 | 2 | Date |  |  | 2024-09-30 15:41 |  | * | [6 empty] | 2 |  | 1 | 5.4103 |  | 5.4752 | 42.4103 |  |  | * |  |  | None | *
6 | 75-NH-1420-P | ZINC PLATED-COURSE THREADS-HEX NUT-1/4" -20 THREADS PER INCH | 0 | Purchased Item | Active |  | 1 | 1 |  |  |  | Item | 30 | EA | 100 | 1 | 60 | Date |  |  | 2024-09-30 15:41 |  | * | [6 empty] | 60 |  | 1 | 35 |  | 0 | 36 |  |  | * |  |  | None | *
6 | - MCYSC4-SMA-54545 | RAINHOOD MESH SUB ASSY 3 | 0 | Sub-assembly | Active |  | 2 | 1 |  |  |  | Item | 1 | EA | 100 | 1 | 2 | Date |  |  | 2024-09-30 15:41 |  | * | [6 empty] | 2 |  | 1 | 0 |  | 0.064923 | 33.0271 |  |  | * |  |  | None | *
7 | - IP-54544 | SQUARE WAVE WIRE MESH, GALVANIZED, 1" SQUARE OPENING, 0.120 WIRE DIAMETER, LOCKCRIMP WAVE, 77% OPEN AREA, SHEET 60X120 | 0 | Sub-assembly | Active |  | 1 | 1 |  |  |  | Item | 1 | EA | 100 | 1 | 2 | Date |  |  | 2024-09-30 15:41 |  | * | [6 empty] | 2 |  | 1 | 0.027051 |  | 0.027051 | 32.0271 |  |  | * |  |  | None | *
8 | 45-PERF-0196 | 1" Mesh, .120 Lockcrimp Woven Wire Mesh L-442, 77.4% Open Area, LCLC Crimp Style, Square Opening .880", Pre-Galvanized, Sheet 60X120 | 0 | Purchased Item | Active |  | 1 | 1 |  |  |  | Item | 19.444 | SFT | 100 | 1 | 38.888 | Date |  |  | 2024-09-30 15:41 |  | * | [6 empty] | 38.888 |  | 1 | 30 |  | 0 | 31 |  |  | * |  |  | None | *
8 | IP-54544_DOC | 1" Mesh, .120 Lockcrimp Woven Wire Mesh L-442, 77.4percent Open Area, LCLC Crimp Style, Square Opening .880", Pre-Galvanized, Sheet 6 | B | Reference Item - Document Management | Active |  | 99999 | 1 |  |  |  | Item | 1 | EA | 100 | 1 | 2 | Date |  |  | 2024-09-30 15:41 |  | * | [6 empty] | 2 |  | 1 | 0 |  | 0 | 0 | [5 empty] | None
7 | - IP-54542 | STEEL,GALV,G90,16 GA,48" COIL | 0 | Sub-assembly | Active |  | 2 | 1 |  |  |  | Item | 2 | EA | 100 | 1 | 4 | Date |  |  | 2024-09-30 15:41 |  | * | [6 empty] | 4 |  | 1 | 0.064923 |  | 0.064923 | 17.0649 |  |  | * |  |  | None | *
8 | 45-GALC-0250 | STEEL,GALV,G90,16 GA,48" COIL | 0 | Purchased Item | Active |  | 1 | 1 |  |  |  | Item | 1.61 | SFT | 100 | 1 | 6.44 | Date |  |  | 2024-09-30 15:41 |  | * | [6 empty] | 6.44 |  | 1 | 15 |  | 0 | 16 |  |  | * |  |  | None | *
8 | IP-54542_DOC | STEEL,GALV,G90,16 GA,48" COIL | B | Reference Item - Document Management | Active |  | 99999 | 1 |  |  |  | Item | 1 | EA | 100 | 1 | 4 | Date |  |  | 2024-09-30 15:41 |  | * | [6 empty] | 4 |  | 1 |  |  | 0 | 0 | [5 empty] | None
7 | - IP-54543 | STEEL,GALV,G90,16 GA,48" COIL | 0 | Sub-assembly | Active |  | 3 | 1 |  |  |  | Item | 2 | EA | 100 | 1 | 4 | Date |  |  | 2024-09-30 15:41 |  | * | [6 empty] | 4 |  | 1 | 0.064923 |  | 0.064923 | 17.0649 |  |  | * |  |  | None | *
8 | 45-GALC-0250 | STEEL,GALV,G90,16 GA,48" COIL | 0 | Purchased Item | Active |  | 1 | 1 |  |  |  | Item | 0.756 | SFT | 100 | 1 | 3.024 | Date |  |  | 2024-09-30 15:41 |  | * | [6 empty] | 3.024 |  | 1 | 15 |  | 0 | 16 |  |  | * |  |  | None | *
8 | IP-54543_DOC | STEEL,GALV,G90,16 GA,48" COIL | B | Reference Item - Document Management | Active |  | 99999 | 1 |  |  |  | Item | 1 | EA | 100 | 1 | 4 | Date |  |  | 2024-09-30 15:41 |  | * | [6 empty] | 4 |  | 1 |  |  | 0 | 0 | [5 empty] | None
7 | MCYSC4-SMA-54545_DOC | RAINHOOD MESH SUB ASSY 3 | 0 | Reference Item - Document Management | Active |  | 99999 | 1 |  |  |  | Item | 1 | EA | 100 | 1 | 2 | Date |  |  | 2024-09-30 15:41 |  | * | [6 empty] | 2 |  | 1 |  |  | 0 | 0 | [5 empty] | None
6 | 75-BH-142034-P | ZINC PLATED-STANDARD HEX BOLT-1/4"-20 THREADS PER INCH X 3/4" LONG | 0 | Purchased Item | Active |  | 3 | 1 |  |  |  | Item | 30 | EA | 100 | 1 | 60 | Date |  |  | 2024-09-30 15:41 |  | * | [6 empty] | 60 |  | 1 | 5 |  | 0 | 6 |  |  | * |  |  | None | *
6 | 75-W-14-FLAT-P | Zinc Plated-Flat Washer-1/4" | 0 | Purchased Item | Active |  | 4 | 1 |  |  |  | Item | 30 | EA | 100 | 1 | 60 | Date |  |  | 2024-09-30 15:41 |  | * | [6 empty] | 60 |  | 1 | 25 |  | 0 | 26 |  |  | * |  |  | None | *
4 | - MCYS06-SMA-68089 | RAIN HOOD ASSY | B | Sub-assembly | Active |  | 2 | 1 |  |  |  | Item | 2 | EA | 100 | 1 | 2 | Date |  |  | 2024-09-30 15:41 |  | * | [6 empty] | 2 |  | 1 | 5.9838 |  | 11.459 | 49.394 |  |  | * |  |  | None | *
5 | 05-STRP-0100 | STRAP,EMT,1_HOLE,.5 | 0 | Purchased Item | Active |  | 1 | 1 |  |  |  | Item | 12 | EA | 100 | 1 | 24 | Date |  |  | 2024-09-30 15:41 |  | * | [6 empty] | 24 |  | 1 | 15 |  | 0 | 16 |  |  | * |  |  | None | *
5 | 75-NH-1420-P | ZINC PLATED-COURSE THREADS-HEX NUT-1/4" -20 THREADS PER INCH | 0 | Purchased Item | Active |  | 2 | 1 |  |  |  | Item | 12 | EA | 100 | 1 | 24 | Date |  |  | 2024-09-30 15:41 |  | * | [6 empty] | 24 |  | 1 | 35 |  | 0 | 36 |  |  | * |  |  | None | *
5 | - MCYS06-SMA-68090 | RAINHOOD FRAME ASSY | 0 | Sub-assembly | Active |  | 3 | 1 |  |  |  | Item | 1 | EA | 100 | 1 | 2 | Date |  |  | 2024-09-30 15:41 |  | * | [6 empty] | 2 |  | 1 | 0 |  | 0.064923 | 42 |  |  | * |  |  | None | *
6 | - IP-54539 | 16ga GA Jkt coil 60 | 0 | Sub-assembly | Active |  | 1 | 1 |  |  |  | Item | 1 | EA | 100 | 1 | 2 | Date |  |  | 2024-09-30 15:41 |  | * | [6 empty] | 2 |  | 1 | 0.064923 |  | 0.064923 | 17.0649 |  |  | * |  |  | None | *
7 | 45-GALC-0225 | STEEL,JKT,A60,16 GA,60" COIL | 0 | Purchased Item | Active |  | 1 | 1 |  |  |  | Item | 15.654 | SFT | 100 | 1 | 31.308 | Date |  |  | 2024-09-30 15:41 |  | * | [6 empty] | 31.308 |  | 1 | 15 |  | 0 | 16 |  |  | * |  |  | None | *
7 | IP-54539_DOC | 16ga GA Jkt coil 60 | C | Reference Item - Document Management | Active |  | 99999 | 1 |  |  |  | Item | 1 | EA | 100 | 1 | 2 | Date |  |  | 2024-09-30 15:41 |  | * | [6 empty] | 2 |  | 1 |  |  | 0 | 0 | [5 empty] | None
6 | 75-NH-1420-P | ZINC PLATED-COURSE THREADS-HEX NUT-1/4" -20 THREADS PER INCH | 0 | Purchased Item | Active |  | 2 | 1 |  |  |  | Item | 20 | EA | 100 | 1 | 40 | Date |  |  | 2024-09-30 15:41 |  | * | [6 empty] | 40 |  | 1 | 35 |  | 0 | 36 |  |  | * |  |  | None | *
6 | - IP-54547 | 12ga GA Jkt 60x144 | 0 | Sub-assembly | Active |  | 3 | 1 |  |  |  | Item | 1 | EA | 100 | 1 | 2 | Date |  |  | 2024-09-30 15:41 |  | * | [6 empty] | 2 |  | 1 | 0.064923 |  | 0.064923 | 17.0649 |  |  | * |  |  | None | *
7 | 45-GALV-0135 | STEEL,JKT,A60,12GA,60X144 | 0 | Purchased Item | Active |  | 1 | 1 |  |  |  | Item | 1.386 | SFT | 100 | 1 | 2.772 | Date |  |  | 2024-09-30 15:41 |  | * | [6 empty] | 2.772 |  | 1 | 15 |  | 0 | 16 |  |  | * |  |  | None | *
7 | IP-54547_DOC | 12ga GA Jkt 60x144 | B | Reference Item - Document Management | Active |  | 99999 | 1 |  |  |  | Item | 1 | EA | 100 | 1 | 2 | Date |  |  | 2024-09-30 15:41 |  | * | [6 empty] | 2 |  | 1 |  |  | 0 | 0 | [5 empty] | None
6 | - IP-54546 | 16ga GA Jkt coil 60 | 0 | Sub-assembly | Active |  | 4 | 1 |  |  |  | Item | 1 | EA | 100 | 1 | 2 | Date |  |  | 2024-09-30 15:41 |  | * | [6 empty] | 2 |  | 1 | 0.064923 |  | 0.064923 | 17.0649 |  |  | * |  |  | None | *
7 | 45-GALC-0225 | STEEL,JKT,A60,16 GA,60" COIL | 0 | Purchased Item | Active |  | 1 | 1 |  |  |  | Item | 3.464 | SFT | 100 | 1 | 6.928 | Date |  |  | 2024-09-30 15:41 |  | * | [6 empty] | 6.928 |  | 1 | 15 |  | 0 | 16 |  |  | * |  |  | None | *
7 | IP-54546_DOC | 16ga GA Jkt coil 60 | B | Reference Item - Document Management | Active |  | 99999 | 1 |  |  |  | Item | 1 | EA | 100 | 1 | 2 | Date |  |  | 2024-09-30 15:41 |  | * | [6 empty] | 2 |  | 1 | 5 |  | 0 | 5 | [5 empty] | None
6 | - IP-54549 | 16ga GA Jkt coil 60 | 0 | Sub-assembly | Active |  | 5 | 1 |  |  |  | Item | 1 | EA | 100 | 1 | 2 | Date |  |  | 2024-09-30 15:41 |  | * | [6 empty] | 2 |  | 1 | 0.064923 |  | 0.064923 | 17.0649 |  |  | * |  |  | None | *
7 | 45-GALC-0225 | STEEL,JKT,A60,16 GA,60" COIL | 0 | Purchased Item | Active |  | 1 | 1 |  |  |  | Item | 15.654 | SFT | 100 | 1 | 31.308 | Date |  |  | 2024-09-30 15:41 |  | * | [6 empty] | 31.308 |  | 1 | 15 |  | 0 | 16 |  |  | * |  |  | None | *
7 | IP-54549_DOC | 16ga GA Jkt coil 60 | C | Reference Item - Document Management | Active |  | 99999 | 1 |  |  |  | Item | 1 | EA | 100 | 1 | 2 | Date |  |  | 2024-09-30 15:41 |  | * | [6 empty] | 2 |  | 1 |  |  | 0 | 0 | [5 empty] | None
6 | 75-W-14-BN1458 | ZINC PLATED-NEOPRENE WASHER-9/32"ID - 5/8"OD | 0 | Purchased Item | Active |  | 6 | 1 |  |  |  | Item | 24 | EA | 100 | 1 | 48 | Date |  |  | 2024-09-30 15:41 |  | * | [6 empty] | 48 |  | 1 | 40 |  | 0 | 41 |  |  | * |  |  | None | *
6 | - IP-54538 | 16ga GA Jkt coil 60 | 0 | Sub-assembly | Active |  | 7 | 1 |  |  |  | Item | 1 | EA | 100 | 1 | 2 | Date |  |  | 2024-09-30 15:41 |  | * | [6 empty] | 2 |  | 1 | 0.064923 |  | 0.064923 | 17.0649 |  |  | * |  |  | None | *
7 | 45-GALC-0225 | STEEL,JKT,A60,16 GA,60" COIL | 0 | Purchased Item | Active |  | 1 | 1 |  |  |  | Item | 11.571 | SFT | 100 | 1 | 23.142 | Date |  |  | 2024-09-30 15:41 |  | * | [6 empty] | 23.142 |  | 1 | 15 |  | 0 | 16 |  |  | * |  |  | None | *
7 | IP-54538_DOC | 16ga GA Jkt coil 60 | C | Reference Item - Document Management | Active |  | 99999 | 1 |  |  |  | Item | 1 | EA | 100 | 1 | 2 | Date |  |  | 2024-09-30 15:41 |  | * | [6 empty] | 2 |  | 1 |  |  | 0 | 0 | [5 empty] | None
6 | - IP-68040 | 16ga GA Jkt coil 60 | 0 | Sub-assembly | Active |  | 8 | 1 |  |  |  | Item | 1 | EA | 100 | 1 | 2 | Date |  |  | 2024-09-30 15:41 |  | * | [6 empty] | 2 |  | 1 | 0.064923 |  | 0.064923 | 17.0649 |  |  | * |  |  | None | *
7 | 45-GALC-0225 | STEEL,JKT,A60,16 GA,60" COIL | 0 | Purchased Item | Active |  | 1 | 1 |  |  |  | Item | 1.25 | SFT | 100 | 1 | 2.5 | Date |  |  | 2024-09-30 15:41 |  | * | [6 empty] | 2.5 |  | 1 | 15 |  | 0 | 16 |  |  | * |  |  | None | *
7 | IP-68040_DOC | 16ga GA Jkt coil 60 | B | Reference Item - Document Management | Active |  | 99999 | 1 |  |  |  | Item | 1 | EA | 100 | 1 | 2 | Date |  |  | 2024-09-30 15:41 |  | * | [6 empty] | 2 |  | 1 | 15 |  | 0 | 15 | [5 empty] | None
6 | 75-BH-142034-P | ZINC PLATED-STANDARD HEX BOLT-1/4"-20 THREADS PER INCH X 3/4" LONG | 0 | Purchased Item | Active |  | 9 | 1 |  |  |  | Item | 24 | EA | 100 | 1 | 48 | Date |  |  | 2024-09-30 15:41 |  | * | [6 empty] | 48 |  | 1 | 5 |  | 0 | 6 |  |  | * |  |  | None | *
6 | 75-WN-1420-P | 1/4-20-SERR FLNG NUT PLTD | 0 | Purchased Item | Active |  | 11 | 1 |  |  |  | Item | 4 | EA | 100 | 1 | 8 | Date |  |  | 2024-09-30 15:41 |  | * | [6 empty] | 8 |  | 1 | 30 |  | 0 | 31 |  |  | * |  |  | None | *
6 | - IP-54550 | 16ga GA Jkt coil 60 | 0 | Sub-assembly | Active |  | 12 | 1 |  |  |  | Item | 1 | EA | 100 | 1 | 2 | Date |  |  | 2024-09-30 15:41 |  | * | [6 empty] | 2 |  | 1 | 0.064923 |  | 0.064923 | 17.0649 |  |  | * |  |  | None | *
7 | 45-GALC-0225 | STEEL,JKT,A60,16 GA,60" COIL | 0 | Purchased Item | Active |  | 1 | 1 |  |  |  | Item | 5.167 | SFT | 100 | 1 | 10.334 | Date |  |  | 2024-09-30 15:41 |  | * | [6 empty] | 10.334 |  | 1 | 15 |  | 0 | 16 |  |  | * |  |  | None | *
7 | IP-54550_DOC | 16ga GA Jkt coil 60 | B | Reference Item - Document Management | Active |  | 99999 | 1 |  |  |  | Item | 1 | EA | 100 | 1 | 2 | Date |  |  | 2024-09-30 15:41 |  | * | [6 empty] | 2 |  | 1 | 5 |  | 0 | 5 | [5 empty] | None
6 | - IP-54540 | 16ga GA Jkt coil 60 | 0 | Sub-assembly | Active |  | 13 | 1 |  |  |  | Item | 1 | EA | 100 | 1 | 2 | Date |  |  | 2024-09-30 15:41 |  | * | [6 empty] | 2 |  | 1 | 0.064923 |  | 0.064923 | 17.0649 |  |  | * |  |  | None | *
7 | 45-GALC-0225 | STEEL,JKT,A60,16 GA,60" COIL | 0 | Purchased Item | Active |  | 1 | 1 |  |  |  | Item | 11.571 | SFT | 100 | 1 | 23.142 | Date |  |  | 2024-09-30 15:41 |  | * | [6 empty] | 23.142 |  | 1 | 15 |  | 0 | 16 |  |  | * |  |  | None | *
7 | IP-54540_DOC | 16ga GA Jkt coil 60 | C | Reference Item - Document Management | Active |  | 99999 | 1 |  |  |  | Item | 1 | EA | 100 | 1 | 2 | Date |  |  | 2024-09-30 15:41 |  | * | [6 empty] | 2 |  | 1 |  |  | 0 | 0 | [5 empty] | None
6 | - MCYS06-SVA-66269 | SUB ASSY VIRTUAL PARTS RAINHOODS | 0 | Phantom item | Active |  | 14 | 1 |  |  |  | Item | 1 | EA | 100 | 1 | 2 | Date |  |  | 2024-09-30 15:41 |  | * | [6 empty] | 2 |  | 1 | 0 |  | 0 | 32 |  |  | * |  |  | None
7 | 85-ADH-3M-740G2 | 3M HYBRID SEALANT 740 (GRAY), 290ML. CASTRIDGE | 0 | Purchased Item | Active |  | 1 | 1 |  |  |  | Item | 1 | EA | 100 | 1 | 2 | Date |  |  | 2024-09-30 15:41 |  | * | [6 empty] | 2 |  | 1 | 30 |  | 0 | 31 |  |  | * |  |  | None | *
6 | 75-RIVET-0050 | 304 STAINLESS STEEL - POP RIVET - 1/8" X .188-250" LONG | 0 | Purchased Item | Active |  | 15 | 1 |  |  |  | Item | 10 | EA | 100 | 1 | 20 | Date |  |  | 2024-09-30 15:41 |  | * | [6 empty] | 20 |  | 1 | 20 |  | 0 | 21 |  |  | * |  |  | None | *
5 | 75-SCWH-14-114 | 1/4-14x1 1/4" SELF DRILL S.H.W PL | 0 | Purchased Item | Active |  | 4 | 1 |  |  |  | Item | 20 | EA | 100 | 1 | 40 | Date |  |  | 2024-09-30 15:41 |  | * | [6 empty] | 40 |  | 1 | 20 |  | 0 | 21 |  |  | * |  |  | None | *
5 | 75-BH-142034-P | ZINC PLATED-STANDARD HEX BOLT-1/4"-20 THREADS PER INCH X 3/4" LONG | 0 | Purchased Item | Active |  | 5 | 1 |  |  |  | Item | 12 | EA | 100 | 1 | 24 | Date |  |  | 2024-09-30 15:41 |  | * | [6 empty] | 24 |  | 1 | 5 |  | 0 | 6 |  |  | * |  |  | None | *
5 | 75-W-14-FLAT-P | Zinc Plated-Flat Washer-1/4" | 0 | Purchased Item | Active |  | 6 | 1 |  |  |  | Item | 12 | EA | 100 | 1 | 24 | Date |  |  | 2024-09-30 15:41 |  | * | [6 empty] | 24 |  | 1 | 25 |  | 0 | 26 |  |  | * |  |  | None | *
5 | - MCYS06-SMA-68095 | RAIN HOOD MESH ASSY | B | Sub-assembly | Active |  | 7 | 1 |  |  |  | Item | 1 | EA | 100 | 1 | 2 | Date |  |  | 2024-09-30 15:41 |  | * | [6 empty] | 2 |  | 1 | 5.4103 |  | 5.4752 | 42.4103 |  |  | * |  |  | None | *
6 | 75-NH-1420-P | ZINC PLATED-COURSE THREADS-HEX NUT-1/4" -20 THREADS PER INCH | 0 | Purchased Item | Active |  | 1 | 1 |  |  |  | Item | 30 | EA | 100 | 1 | 60 | Date |  |  | 2024-09-30 15:41 |  | * | [6 empty] | 60 |  | 1 | 35 |  | 0 | 36 |  |  | * |  |  | None | *
6 | - MCYSC4-SMA-54545 | RAINHOOD MESH SUB ASSY 3 | 0 | Sub-assembly | Active |  | 2 | 1 |  |  |  | Item | 1 | EA | 100 | 1 | 2 | Date |  |  | 2024-09-30 15:41 |  | * | [6 empty] | 2 |  | 1 | 0 |  | 0.064923 | 33.0271 |  |  | * |  |  | None | *
7 | - IP-54544 | SQUARE WAVE WIRE MESH, GALVANIZED, 1" SQUARE OPENING, 0.120 WIRE DIAMETER, LOCKCRIMP WAVE, 77% OPEN AREA, SHEET 60X120 | 0 | Sub-assembly | Active |  | 1 | 1 |  |  |  | Item | 1 | EA | 100 | 1 | 2 | Date |  |  | 2024-09-30 15:41 |  | * | [6 empty] | 2 |  | 1 | 0.027051 |  | 0.027051 | 32.0271 |  |  | * |  |  | None | *
8 | 45-PERF-0196 | 1" Mesh, .120 Lockcrimp Woven Wire Mesh L-442, 77.4% Open Area, LCLC Crimp Style, Square Opening .880", Pre-Galvanized, Sheet 60X120 | 0 | Purchased Item | Active |  | 1 | 1 |  |  |  | Item | 19.444 | SFT | 100 | 1 | 38.888 | Date |  |  | 2024-09-30 15:41 |  | * | [6 empty] | 38.888 |  | 1 | 30 |  | 0 | 31 |  |  | * |  |  | None | *
8 | IP-54544_DOC | 1" Mesh, .120 Lockcrimp Woven Wire Mesh L-442, 77.4percent Open Area, LCLC Crimp Style, Square Opening .880", Pre-Galvanized, Sheet 6 | B | Reference Item - Document Management | Active |  | 99999 | 1 |  |  |  | Item | 1 | EA | 100 | 1 | 2 | Date |  |  | 2024-09-30 15:41 |  | * | [6 empty] | 2 |  | 1 | 0 |  | 0 | 0 | [5 empty] | None
7 | - IP-54542 | STEEL,GALV,G90,16 GA,48" COIL | 0 | Sub-assembly | Active |  | 2 | 1 |  |  |  | Item | 2 | EA | 100 | 1 | 4 | Date |  |  | 2024-09-30 15:41 |  | * | [6 empty] | 4 |  | 1 | 0.064923 |  | 0.064923 | 17.0649 |  |  | * |  |  | None | *
8 | 45-GALC-0250 | STEEL,GALV,G90,16 GA,48" COIL | 0 | Purchased Item | Active |  | 1 | 1 |  |  |  | Item | 1.61 | SFT | 100 | 1 | 6.44 | Date |  |  | 2024-09-30 15:41 |  | * | [6 empty] | 6.44 |  | 1 | 15 |  | 0 | 16 |  |  | * |  |  | None | *
8 | IP-54542_DOC | STEEL,GALV,G90,16 GA,48" COIL | B | Reference Item - Document Management | Active |  | 99999 | 1 |  |  |  | Item | 1 | EA | 100 | 1 | 4 | Date |  |  | 2024-09-30 15:41 |  | * | [6 empty] | 4 |  | 1 |  |  | 0 | 0 | [5 empty] | None
7 | - IP-54543 | STEEL,GALV,G90,16 GA,48" COIL | 0 | Sub-assembly | Active |  | 3 | 1 |  |  |  | Item | 2 | EA | 100 | 1 | 4 | Date |  |  | 2024-09-30 15:41 |  | * | [6 empty] | 4 |  | 1 | 0.064923 |  | 0.064923 | 17.0649 |  |  | * |  |  | None | *
8 | 45-GALC-0250 | STEEL,GALV,G90,16 GA,48" COIL | 0 | Purchased Item | Active |  | 1 | 1 |  |  |  | Item | 0.756 | SFT | 100 | 1 | 3.024 | Date |  |  | 2024-09-30 15:41 |  | * | [6 empty] | 3.024 |  | 1 | 15 |  | 0 | 16 |  |  | * |  |  | None | *
8 | IP-54543_DOC | STEEL,GALV,G90,16 GA,48" COIL | B | Reference Item - Document Management | Active |  | 99999 | 1 |  |  |  | Item | 1 | EA | 100 | 1 | 4 | Date |  |  | 2024-09-30 15:41 |  | * | [6 empty] | 4 |  | 1 |  |  | 0 | 0 | [5 empty] | None
7 | MCYSC4-SMA-54545_DOC | RAINHOOD MESH SUB ASSY 3 | 0 | Reference Item - Document Management | Active |  | 99999 | 1 |  |  |  | Item | 1 | EA | 100 | 1 | 2 | Date |  |  | 2024-09-30 15:41 |  | * | [6 empty] | 2 |  | 1 |  |  | 0 | 0 | [5 empty] | None
6 | 75-BH-142034-P | ZINC PLATED-STANDARD HEX BOLT-1/4"-20 THREADS PER INCH X 3/4" LONG | 0 | Purchased Item | Active |  | 3 | 1 |  |  |  | Item | 30 | EA | 100 | 1 | 60 | Date |  |  | 2024-09-30 15:41 |  | * | [6 empty] | 60 |  | 1 | 5 |  | 0 | 6 |  |  | * |  |  | None | *
6 | 75-W-14-FLAT-P | Zinc Plated-Flat Washer-1/4" | 0 | Purchased Item | Active |  | 4 | 1 |  |  |  | Item | 30 | EA | 100 | 1 | 60 | Date |  |  | 2024-09-30 15:41 |  | * | [6 empty] | 60 |  | 1 | 25 |  | 0 | 26 |  |  | * |  |  | None | *
3 | - 00-MCYS06_OVERPACK_LOWER | MSF CYS06 COLO4 OVERPACK LOWER EBS | C | Sub-assembly | Active |  | 3 | 1 |  |  |  | Item | 1 | EA | 100 | 1 | 1 | Date |  |  | 2024-09-30 15:41 |  | * | [6 empty] | 1 |  | 1 | 5.5185 |  | 10.9937 | 339.7078 |  |  | * |  |  | None | *
4 | - MCYS06-SMA-66164 | RAINHOOD LOWER 2 - ASSY EBS | C | Sub-assembly | Active |  | 1 | 1 |  |  |  | Item | 2 | EA | 100 | 1 | 2 | Date |  |  | 2024-09-30 15:41 |  | * | [6 empty] | 2 |  | 1 | 0 |  | 0.064923 | 98.0649 |  |  | * |  |  | None | *
5 | - MCYS06-SMA-66165 | RAINHOOD LOWER 2 - SUB ASSY | 0 | Sub-assembly | Active |  | 1 | 1 |  |  |  | Item | 1 | EA | 100 | 1 | 2 | Date |  |  | 2024-09-30 15:41 |  | * | [6 empty] | 2 |  | 1 | 0 |  | 0.064923 | 97.0649 |  |  | * |  |  | None | *
6 | 75-NH-1420-P | ZINC PLATED-COURSE THREADS-HEX NUT-1/4" -20 THREADS PER INCH | 0 | Purchased Item | Active |  | 1 | 1 |  |  |  | Item | 30 | EA | 100 | 1 | 60 | Date |  |  | 2024-09-30 15:41 |  | * | [6 empty] | 60 |  | 1 | 35 |  | 0 | 36 |  |  | * |  |  | None | *
6 | - IP-54536 | 14ga GA Jkt coil 60 | 0 | Sub-assembly | Active |  | 2 | 1 |  |  |  | Item | 1 | EA | 100 | 1 | 2 | Date |  |  | 2024-09-30 15:41 |  | * | [6 empty] | 2 |  | 1 | 0.064923 |  | 0.064923 | 46.0649 |  |  | * |  |  | None | *
7 | 45-GALC-0505 | STEEL,JKT,A60,14 GA,60" COIL | 0 | Purchased Item | Active |  | 1 | 1 |  |  |  | Item | 21.785 | SFT | 100 | 1 | 43.57 | Date |  |  | 2024-09-30 15:41 |  | * | [6 empty] | 43.57 |  | 1 | 15 |  | 0 | 16 |  |  | * |  |  | None | *
7 | IP-54536_DOC | 14ga GA Jkt coil 60 | B | Reference Item - Document Management | Active |  | 99999 | 1 |  |  |  | Item | 1 | EA | 100 | 1 | 2 | Date |  |  | 2024-09-30 15:41 |  | * | [6 empty] | 2 |  | 1 | 45 |  | 0 | 45 | [5 empty] | None
6 | 75-W-14-BN1458 | ZINC PLATED-NEOPRENE WASHER-9/32"ID - 5/8"OD | 0 | Purchased Item | Active |  | 3 | 1 |  |  |  | Item | 4 | EA | 100 | 1 | 8 | Date |  |  | 2024-09-30 15:41 |  | * | [6 empty] | 8 |  | 1 | 40 |  | 0 | 41 |  |  | * |  |  | None | *
6 | - IP-54532 | 14ga GA Jkt coil 60 | 0 | Sub-assembly | Active |  | 4 | 1 |  |  |  | Item | 1 | EA | 100 | 1 | 2 | Date |  |  | 2024-09-30 15:41 |  | * | [6 empty] | 2 |  | 1 | 0.064923 |  | 0.064923 | 17.0649 |  |  | * |  |  | None | *
7 | 45-GALC-0505 | STEEL,JKT,A60,14 GA,60" COIL | 0 | Purchased Item | Active |  | 1 | 1 |  |  |  | Item | 9.581 | SFT | 100 | 1 | 19.162 | Date |  |  | 2024-09-30 15:41 |  | * | [6 empty] | 19.162 |  | 1 | 15 |  | 0 | 16 |  |  | * |  |  | None | *
7 | IP-54532_DOC | 14ga GA Jkt coil 60 | B | Reference Item - Document Management | Active |  | 99999 | 1 |  |  |  | Item | 1 | EA | 100 | 1 | 2 | Date |  |  | 2024-09-30 15:41 |  | * | [6 empty] | 2 |  | 1 |  |  | 0 | 0 | [5 empty] | None
6 | - IP-54531 | 14ga GA Jkt coil 60 | 0 | Sub-assembly | Active |  | 5 | 1 |  |  |  | Item | 1 | EA | 100 | 1 | 2 | Date |  |  | 2024-09-30 15:41 |  | * | [6 empty] | 2 |  | 1 | 0.064923 |  | 0.064923 | 96.0649 |  |  | * |  |  | None | *
7 | 45-GALC-0505 | STEEL,JKT,A60,14 GA,60" COIL | 0 | Purchased Item | Active |  | 1 | 1 |  |  |  | Item | 9.581 | SFT | 100 | 1 | 19.162 | Date |  |  | 2024-09-30 15:41 |  | * | [6 empty] | 19.162 |  | 1 | 15 |  | 0 | 16 |  |  | * |  |  | None | *
7 | IP-54531_DOC | 14ga GA Jkt coil 60 | B | Reference Item - Document Management | Active |  | 99999 | 1 |  |  |  | Item | 1 | EA | 100 | 1 | 2 | Date |  |  | 2024-09-30 15:41 |  | * | [6 empty] | 2 |  | 1 | 95 |  | 0 | 95 | [5 empty] | None
6 | 75-BH-142034-P | ZINC PLATED-STANDARD HEX BOLT-1/4"-20 THREADS PER INCH X 3/4" LONG | 0 | Purchased Item | Active |  | 6 | 1 |  |  |  | Item | 34 | EA | 100 | 1 | 68 | Date |  |  | 2024-09-30 15:41 |  | * | [6 empty] | 68 |  | 1 | 5 |  | 0 | 6 |  |  | * |  |  | None | *
6 | 75-WN-1420-P | 1/4-20-SERR FLNG NUT PLTD | 0 | Purchased Item | Active |  | 7 | 1 |  |  |  | Item | 4 | EA | 100 | 1 | 8 | Date |  |  | 2024-09-30 15:41 |  | * | [6 empty] | 8 |  | 1 | 30 |  | 0 | 31 |  |  | * |  |  | None | *
6 | - IP-58699 | 18ga GA Jkt coil 60 | 0 | Sub-assembly | Active |  | 8 | 1 |  |  |  | Item | 1 | EA | 100 | 1 | 2 | Date |  |  | 2024-09-30 15:41 |  | * | [6 empty] | 2 |  | 1 | 0.064923 |  | 0.064923 | 17.0649 |  |  | * |  |  | None | *
7 | 45-GALC-0375 | STEEL,GALV,G90,18GA,60" COIL | 0 | Purchased Item | Active |  | 1 | 1 |  |  |  | Item | 1.046 | SFT | 100 | 1 | 2.092 | Date |  |  | 2024-09-30 15:41 |  | * | [6 empty] | 2.092 |  | 1 | 15 |  | 0 | 16 |  |  | * |  |  | None | *
7 | IP-58699_DOC | 18ga GA Brt coil 60 | B | Reference Item - Document Management | Active |  | 99999 | 1 |  |  |  | Item | 1 | EA | 100 | 1 | 2 | Date |  |  | 2024-09-30 15:41 |  | * | [6 empty] | 2 |  | 1 |  |  | 0 | 0 | [5 empty] | None
6 | 75-W-14-FLAT-P | Zinc Plated-Flat Washer-1/4" | 0 | Purchased Item | Active |  | 9 | 1 |  |  |  | Item | 30 | EA | 100 | 1 | 60 | Date |  |  | 2024-09-30 15:41 |  | * | [6 empty] | 60 |  | 1 | 25 |  | 0 | 26 |  |  | * |  |  | None | *
6 | - MCYSC4-SMA-54535 | RAIN HOOD MESH 2 | 0 | Sub-assembly | Active |  | 10 | 1 |  |  |  | Item | 1 | EA | 100 | 1 | 2 | Date |  |  | 2024-09-30 15:41 |  | * | [6 empty] | 2 |  | 1 | 0 |  | 0.064923 | 18.0649 |  |  | * |  |  | None | *
7 | - IP-54534 | STEEL,GALV,G90,16 GA,48" COIL | 0 | Sub-assembly | Active |  | 1 | 1 |  |  |  | Item | 2 | EA | 100 | 1 | 4 | Date |  |  | 2024-09-30 15:41 |  | * | [6 empty] | 4 |  | 1 | 0.064923 |  | 0.064923 | 17.0649 |  |  | * |  |  | None | *
8 | 45-GALC-0250 | STEEL,GALV,G90,16 GA,48" COIL | 0 | Purchased Item | Active |  | 1 | 1 |  |  |  | Item | 0.531 | SFT | 100 | 1 | 2.124 | Date |  |  | 2024-09-30 15:41 |  | * | [6 empty] | 2.124 |  | 1 | 15 |  | 0 | 16 |  |  | * |  |  | None | *
8 | IP-54534_DOC | STEEL,GALV,G90,16 GA,48" COIL | B | Reference Item - Document Management | Active |  | 99999 | 1 |  |  |  | Item | 1 | EA | 100 | 1 | 4 | Date |  |  | 2024-09-30 15:41 |  | * | [6 empty] | 4 |  | 1 |  |  | 0 | 0 | [5 empty] | None
7 | - IP-54526 | STEEL,GALV,G90,16 GA,48" COIL | 0 | Sub-assembly | Active |  | 2 | 1 |  |  |  | Item | 2 | EA | 100 | 1 | 4 | Date |  |  | 2024-09-30 15:41 |  | * | [6 empty] | 4 |  | 1 | 0.064923 |  | 0.064923 | 17.0649 |  |  | * |  |  | None | *
8 | 45-GALC-0250 | STEEL,GALV,G90,16 GA,48" COIL | 0 | Purchased Item | Active |  | 1 | 1 |  |  |  | Item | 1.06 | SFT | 100 | 1 | 4.24 | Date |  |  | 2024-09-30 15:41 |  | * | [6 empty] | 4.24 |  | 1 | 15 |  | 0 | 16 |  |  | * |  |  | None | *
8 | IP-54526_DOC | STEEL,GALV,G90,16 GA,48" COIL | B | Reference Item - Document Management | Active |  | 99999 | 1 |  |  |  | Item | 1 | EA | 100 | 1 | 4 | Date |  |  | 2024-09-30 15:41 |  | * | [6 empty] | 4 |  | 1 | 0 |  | 0 | 3 | [5 empty] | None
7 | - IP-54533 | 1/2x1/2 19GA GALV MESH SCREEN, 48" WIDE | 0 | Sub-assembly | Active |  | 3 | 1 |  |  |  | Item | 1 | EA | 100 | 1 | 2 | Date |  |  | 2024-09-30 15:41 |  | * | [6 empty] | 2 |  | 1 | 0.027051 |  | 0.027051 | 17.0271 |  |  | * |  |  | None | *
8 | 45-PERF-0170 | 1/2X1/2 19GA GALV MESH SCREEN, 48" WIDE | 0 | Purchased Item | Active |  | 1 | 1 |  |  |  | Item | 20.453 | SFT | 100 | 1 | 40.906 | Date |  |  | 2024-09-30 15:41 |  | * | [6 empty] | 40.906 |  | 1 | 15 |  | 0 | 16 |  |  | * |  |  | None | *
8 | IP-54533_DOC | 1/2x1/2 19GA GALV MESH SCREEN, 48" WIDE | B | Reference Item - Document Management | Active |  | 99999 | 1 |  |  |  | Item | 1 | EA | 100 | 1 | 2 | Date |  |  | 2024-09-30 15:41 |  | * | [6 empty] | 2 |  | 1 | 10 |  | 0 | 10 | [5 empty] | None
7 | MCYSC4-SMA-54535_DOC | RAIN HOOD MESH 2 | B | Reference Item - Document Management | Active |  | 99999 | 1 |  |  |  | Item | 1 | EA | 100 | 1 | 2 | Date |  |  | 2024-09-30 15:41 |  | * | [6 empty] | 2 |  | 1 |  |  | 0 | 0 | [5 empty] | None
5 | - MCYS06-SMA-66166 | INSTALLATION HARDWARE | 0 | Sub-assembly | Active |  | 2 | 1 |  |  |  | Item | 1 | EA | 100 | 1 | 2 | Date |  |  | 2024-09-30 15:41 |  | * | [6 empty] | 2 |  | 1 | 0 |  | 0 | 22 |  |  | * |  |  | None | *
6 | 75-SCWH-14-114 | 1/4-14x1 1/4" SELF DRILL S.H.W PL | 0 | Purchased Item | Active |  | 1 | 1 |  |  |  | Item | 30 | EA | 100 | 1 | 60 | Date |  |  | 2024-09-30 15:41 |  | * | [6 empty] | 60 |  | 1 | 20 |  | 0 | 21 |  |  | * |  |  | None | *
5 | - MCYS06-SVA-66270 | SUB ASSY VIRTUAL PARTS RAINHOODS | 0 | Phantom item | Active |  | 3 | 1 |  |  |  | Item | 1 | EA | 100 | 1 | 2 | Date |  |  | 2024-09-30 15:41 |  | * | [6 empty] | 2 |  | 1 | 0 |  | 0 | 32 |  |  | * |  |  | None
6 | 85-ADH-3M-740G2 | 3M HYBRID SEALANT 740 (GRAY), 290ML. CASTRIDGE | 0 | Purchased Item | Active |  | 1 | 1 |  |  |  | Item | 2 | EA | 100 | 1 | 4 | Date |  |  | 2024-09-30 15:41 |  | * | [6 empty] | 4 |  | 1 | 30 |  | 0 | 31 |  |  | * |  |  | None | *
4 | - MCYS06-SMA-66161 | RAINHOOD LOWER 1 - ASSY EBS | C | Sub-assembly | Active |  | 2 | 1 |  |  |  | Item | 4 | EA | 100 | 1 | 4 | Date |  |  | 2024-09-30 15:41 |  | * | [6 empty] | 4 |  | 1 | 5.4103 |  | 5.4752 | 68.4752 |  |  | * |  |  | None | *
5 | - MCYS06-SMA-66162 | RAINHOOD LOWER 1 - SUB ASSY | 0 | Sub-assembly | Active |  | 1 | 1 |  |  |  | Item | 1 | EA | 100 | 1 | 4 | Date |  |  | 2024-09-30 15:41 |  | * | [6 empty] | 4 |  | 1 | 0 |  | 0.064923 | 62.0649 |  |  | * |  |  | None | *
6 | 75-NH-1420-P | ZINC PLATED-COURSE THREADS-HEX NUT-1/4" -20 THREADS PER INCH | 0 | Purchased Item | Active |  | 1 | 1 |  |  |  | Item | 30 | EA | 100 | 1 | 120 | Date |  |  | 2024-09-30 15:41 |  | * | [6 empty] | 120 |  | 1 | 35 |  | 0 | 36 |  |  | * |  |  | None | *
6 | - MCYSC4-SMA-54528 | RAIN HOOD MESH ASSY | 0 | Sub-assembly | Active |  | 2 | 1 |  |  |  | Item | 1 | EA | 100 | 1 | 4 | Date |  |  | 2024-09-30 15:41 |  | * | [6 empty] | 4 |  | 1 | 0 |  | 0.064923 | 51 |  |  | * |  |  | None | *
7 | - IP-54527 | 1/2x1/2 19GA GALV MESH SCREEN, 48" WIDE | 0 | Sub-assembly | Active |  | 1 | 1 |  |  |  | Item | 1 | EA | 100 | 1 | 4 | Date |  |  | 2024-09-30 15:41 |  | * | [6 empty] | 4 |  | 1 | 0.027051 |  | 0.027051 | 17.0271 |  |  | * |  |  | None | *
8 | 45-PERF-0170 | 1/2X1/2 19GA GALV MESH SCREEN, 48" WIDE | 0 | Purchased Item | Active |  | 1 | 1 |  |  |  | Item | 18.754 | SFT | 100 | 1 | 75.016 | Date |  |  | 2024-09-30 15:41 |  | * | [6 empty] | 75.016 |  | 1 | 15 |  | 0 | 16 |  |  | * |  |  | None | *
8 | IP-54527_DOC | 1/2x1/2 19GA GALV MESH SCREEN, 48" WIDE | B | Reference Item - Document Management | Active |  | 99999 | 1 |  |  |  | Item | 1 | EA | 100 | 1 | 4 | Date |  |  | 2024-09-30 15:41 |  | * | [6 empty] | 4 |  | 1 |  |  | 0 | 0 | [5 empty] | None
7 | - IP-54526 | STEEL,GALV,G90,16 GA,48" COIL | 0 | Sub-assembly | Active |  | 2 | 1 |  |  |  | Item | 2 | EA | 100 | 1 | 8 | Date |  |  | 2024-09-30 15:41 |  | * | [6 empty] | 8 |  | 1 | 0.064923 |  | 0.064923 | 17.0649 |  |  | * |  |  | None | *
8 | 45-GALC-0250 | STEEL,GALV,G90,16 GA,48" COIL | 0 | Purchased Item | Active |  | 1 | 1 |  |  |  | Item | 1.06 | SFT | 100 | 1 | 8.48 | Date |  |  | 2024-09-30 15:41 |  | * | [6 empty] | 8.48 |  | 1 | 15 |  | 0 | 16 |  |  | * |  |  | None | *
8 | IP-54526_DOC | STEEL,GALV,G90,16 GA,48" COIL | B | Reference Item - Document Management | Active |  | 99999 | 1 |  |  |  | Item | 1 | EA | 100 | 1 | 8 | Date |  |  | 2024-09-30 15:41 |  | * | [6 empty] | 8 |  | 1 | 0 |  | 0 | 3 | [5 empty] | None
7 | - IP-54525 | STEEL,GALV,G90,16 GA,48" COIL | 0 | Sub-assembly | Active |  | 3 | 1 |  |  |  | Item | 2 | EA | 100 | 1 | 8 | Date |  |  | 2024-09-30 15:41 |  | * | [6 empty] | 8 |  | 1 | 0.064923 |  | 0.064923 | 17.0649 |  |  | * |  |  | None | *
8 | 45-GALC-0250 | STEEL,GALV,G90,16 GA,48" COIL | 0 | Purchased Item | Active |  | 1 | 1 |  |  |  | Item | 0.487 | SFT | 100 | 1 | 3.896 | Date |  |  | 2024-09-30 15:41 |  | * | [6 empty] | 3.896 |  | 1 | 15 |  | 0 | 16 |  |  | * |  |  | None | *
8 | IP-54525_DOC | STEEL,GALV,G90,16 GA,48" COIL | B | Reference Item - Document Management | Active |  | 99999 | 1 |  |  |  | Item | 1 | EA | 100 | 1 | 8 | Date |  |  | 2024-09-30 15:41 |  | * | [6 empty] | 8 |  | 1 | 10 |  | 0 | 10 | [5 empty] | None
7 | MCYSC4-SMA-54528_DOC | RAIN HOOD MESH ASSY | B | Reference Item - Document Management | Active |  | 99999 | 1 |  |  |  | Item | 1 | EA | 100 | 1 | 4 | Date |  |  | 2024-09-30 15:41 |  | * | [6 empty] | 4 |  | 1 | 50 |  | 0 | 50 | [5 empty] | None
6 | - IP-54524 | 14ga GA Jkt coil 60 | 0 | Sub-assembly | Active |  | 3 | 1 |  |  |  | Item | 1 | EA | 100 | 1 | 4 | Date |  |  | 2024-09-30 15:41 |  | * | [6 empty] | 4 |  | 1 | 0.064923 |  | 0.064923 | 17.0649 |  |  | * |  |  | None | *
7 | 45-GALC-0505 | STEEL,JKT,A60,14 GA,60" COIL | 0 | Purchased Item | Active |  | 1 | 1 |  |  |  | Item | 8.15 | SFT | 100 | 1 | 32.6 | Date |  |  | 2024-09-30 15:41 |  | * | [6 empty] | 32.6 |  | 1 | 15 |  | 0 | 16 |  |  | * |  |  | None | *
7 | IP-54524_DOC | 14ga GA Jkt coil 60 | B | Reference Item - Document Management | Active |  | 99999 | 1 |  |  |  | Item | 1 | EA | 100 | 1 | 4 | Date |  |  | 2024-09-30 15:41 |  | * | [6 empty] | 4 |  | 1 |  |  | 0 | 0 | [5 empty] | None
6 | 75-W-14-BN1458 | ZINC PLATED-NEOPRENE WASHER-9/32"ID - 5/8"OD | 0 | Purchased Item | Active |  | 4 | 1 |  |  |  | Item | 4 | EA | 100 | 1 | 16 | Date |  |  | 2024-09-30 15:41 |  | * | [6 empty] | 16 |  | 1 | 40 |  | 0 | 41 |  |  | * |  |  | None | *
6 | 75-BH-142034-P | ZINC PLATED-STANDARD HEX BOLT-1/4"-20 THREADS PER INCH X 3/4" LONG | 0 | Purchased Item | Active |  | 5 | 1 |  |  |  | Item | 34 | EA | 100 | 1 | 136 | Date |  |  | 2024-09-30 15:41 |  | * | [6 empty] | 136 |  | 1 | 5 |  | 0 | 6 |  |  | * |  |  | None | *
6 | - IP-54523 | 14ga GA Jkt coil 60 | 0 | Sub-assembly | Active |  | 6 | 1 |  |  |  | Item | 1 | EA | 100 | 1 | 4 | Date |  |  | 2024-09-30 15:41 |  | * | [6 empty] | 4 |  | 1 | 0.064923 |  | 0.064923 | 17.0649 |  |  | * |  |  | None | *
7 | 45-GALC-0505 | STEEL,JKT,A60,14 GA,60" COIL | 0 | Purchased Item | Active |  | 1 | 1 |  |  |  | Item | 21.581 | SFT | 100 | 1 | 86.324 | Date |  |  | 2024-09-30 15:41 |  | * | [6 empty] | 86.324 |  | 1 | 15 |  | 0 | 16 |  |  | * |  |  | None | *
7 | IP-54523_DOC | 14ga GA Jkt coil 60 | B | Reference Item - Document Management | Active |  | 99999 | 1 |  |  |  | Item | 1 | EA | 100 | 1 | 4 | Date |  |  | 2024-09-30 15:41 |  | * | [6 empty] | 4 |  | 1 |  |  | 0 | 0 | [5 empty] | None
6 | 75-WN-1420-P | 1/4-20-SERR FLNG NUT PLTD | 0 | Purchased Item | Active |  | 7 | 1 |  |  |  | Item | 4 | EA | 100 | 1 | 16 | Date |  |  | 2024-09-30 15:41 |  | * | [6 empty] | 16 |  | 1 | 30 |  | 0 | 31 |  |  | * |  |  | None | *
6 | - IP-54522 | 14ga GA Jkt coil 60 | 0 | Sub-assembly | Active |  | 8 | 1 |  |  |  | Item | 1 | EA | 100 | 1 | 4 | Date |  |  | 2024-09-30 15:41 |  | * | [6 empty] | 4 |  | 1 | 0.064923 |  | 0.064923 | 61.0649 |  |  | * |  |  | None | *
7 | 45-GALC-0505 | STEEL,JKT,A60,14 GA,60" COIL | 0 | Purchased Item | Active |  | 1 | 1 |  |  |  | Item | 8.15 | SFT | 100 | 1 | 32.6 | Date |  |  | 2024-09-30 15:41 |  | * | [6 empty] | 32.6 |  | 1 | 15 |  | 0 | 16 |  |  | * |  |  | None | *
7 | IP-54522_DOC | 14ga GA Jkt coil 60 | B | Reference Item - Document Management | Active |  | 99999 | 1 |  |  |  | Item | 1 | EA | 100 | 1 | 4 | Date |  |  | 2024-09-30 15:41 |  | * | [6 empty] | 4 |  | 1 | 60 |  | 0 | 60 | [5 empty] | None
6 | 75-W-14-FLAT-P | Zinc Plated-Flat Washer-1/4" | 0 | Purchased Item | Active |  | 9 | 1 |  |  |  | Item | 30 | EA | 100 | 1 | 120 | Date |  |  | 2024-09-30 15:41 |  | * | [6 empty] | 120 |  | 1 | 25 |  | 0 | 26 |  |  | * |  |  | None | *
6 | - IP-54530 | 18ga GA Jkt coil 60 | 0 | Sub-assembly | Active |  | 10 | 1 |  |  |  | Item | 1 | EA | 100 | 1 | 4 | Date |  |  | 2024-09-30 15:41 |  | * | [6 empty] | 4 |  | 1 | 0.064923 |  | 0.064923 | 17.0649 |  |  | * |  |  | None | *
7 | 45-GALC-0375 | STEEL,GALV,G90,18GA,60" COIL | 0 | Purchased Item | Active |  | 1 | 1 |  |  |  | Item | 1.046 | SFT | 100 | 1 | 4.184 | Date |  |  | 2024-09-30 15:41 |  | * | [6 empty] | 4.184 |  | 1 | 15 |  | 0 | 16 |  |  | * |  |  | None | *
7 | IP-54530_DOC | 18ga GA Brt coil 60 | B | Reference Item - Document Management | Active |  | 99999 | 1 |  |  |  | Item | 1 | EA | 100 | 1 | 4 | Date |  |  | 2024-09-30 15:41 |  | * | [6 empty] | 4 |  | 1 |  |  | 0 | 0 | [5 empty] | None
5 | - MCYS06-SMA-66163 | MCYS06-SMA-66163 | 0 | Sub-assembly | Active |  | 2 | 1 |  |  |  | Item | 1 | EA | 100 | 1 | 4 | Date |  |  | 2024-09-30 15:41 |  | * | [6 empty] | 4 |  | 1 | 0 |  | 0 | 22 |  |  | * |  |  | None | *
6 | 75-SCWH-14-114 | 1/4-14x1 1/4" SELF DRILL S.H.W PL | 0 | Purchased Item | Active |  | 1 | 1 |  |  |  | Item | 30 | EA | 100 | 1 | 120 | Date |  |  | 2024-09-30 15:41 |  | * | [6 empty] | 120 |  | 1 | 20 |  | 0 | 21 |  |  | * |  |  | None | *
5 | - MCYS06-SVA-66270 | SUB ASSY VIRTUAL PARTS RAINHOODS | 0 | Phantom item | Active |  | 3 | 1 |  |  |  | Item | 1 | EA | 100 | 1 | 4 | Date |  |  | 2024-09-30 15:41 |  | * | [6 empty] | 4 |  | 1 | 0 |  | 0 | 32 |  |  | * |  |  | None
6 | 85-ADH-3M-740G2 | 3M HYBRID SEALANT 740 (GRAY), 290ML. CASTRIDGE | 0 | Purchased Item | Active |  | 1 | 1 |  |  |  | Item | 2 | EA | 100 | 1 | 8 | Date |  |  | 2024-09-30 15:41 |  | * | [6 empty] | 8 |  | 1 | 30 |  | 0 | 31 |  |  | * |  |  | None | *
4 | - MCYS06-SWA-66119 | SHIMS SUB ASSY BASE LOWER | 0 | Sub-assembly | Active |  | 3 | 1 |  |  |  | Item | 1 | EA | 100 | 1 | 1 | Date |  |  | 2024-09-30 15:41 |  | * | [6 empty] | 1 |  | 1 | 0 |  | 0.45987 | 333.1894 |  |  | * |  |  | None | *
5 | - MCYSC4-SWA-54939 | BASE - SUPPORT SUB ASSY 4 - 4.375" | 0 | Sub-assembly | Active |  | 1 | 1 |  |  |  | Item | 2 | EA | 100 | 1 | 2 | Date |  |  | 2024-09-30 15:41 |  | * | [6 empty] | 2 |  | 1 | 0 |  | 0.45987 | 42.4599 |  |  | * |  |  | None | *
6 | - IP-54928 | 48x120 ½" hot rolled Steel A36 | 0 | Sub-assembly | Active |  | 3 | 1 |  |  |  | Item | 1 | EA | 100 | 1 | 2 | Date |  |  | 2024-09-30 15:41 |  | * | [6 empty] | 2 |  | 1 | 0.18936 |  | 0.18936 | 17.1894 |  |  | * |  |  | None | *
7 | 45-HOTR-0400 | 48X120 ½" HOT ROLLED STEEL A36 | 0 | Purchased Item | Active |  | 1 | 1 |  |  |  | Item | 0.604 | SFT | 100 | 1 | 1.208 | Date |  |  | 2024-09-30 15:41 |  | * | [6 empty] | 1.208 |  | 1 | 15 |  | 0 | 16 |  |  | * |  |  | None | *
7 | IP-54928_DOC | 48x120 ?" hot rolled Steel A36. | B | Reference Item - Document Management | Active |  | 99999 | 1 |  |  |  | Item | 1 | EA | 100 | 1 | 2 | Date |  |  | 2024-09-30 15:41 |  | * | [6 empty] | 2 |  | 1 |  |  | 0 | 0 | [5 empty] | None
6 | - IP-54930 | Structural Angle-Black Steel-A36-3.5- in.W x 02.50 in.H x 0.375 in.T | 0 | Sub-assembly | Active |  | 5 | 1 |  |  |  | Item | 1 | EA | 100 | 1 | 2 | Date |  |  | 2024-09-30 15:41 |  | * | [6 empty] | 2 |  | 1 | 0.45987 |  | 0.45987 | 41.4599 |  |  | * |  |  | None | *
7 | 40-AN-31221238 | STRUCTURAL ANGLE-BLACK STEEL-A36-3.5- IN.W X 02.50 IN.H X 0.375 IN.T | 0 | Purchased Item | Active |  | 1 | 1 |  |  |  | Item | 0.542 | FT | 100 | 1 | 1.084 | Date |  |  | 2024-09-30 15:41 |  | * | [6 empty] | 1.084 |  | 1 | 15 |  | 0 | 16 |  |  | * |  |  | None | *
7 | IP-54930_DOC | Structural Angle-Black Steel-A36-3.5- in.W x 02.50 in.H x 0.375 in.T. | B | Reference Item - Document Management | Active |  | 99999 | 1 |  |  |  | Item | 1 | EA | 100 | 1 | 2 | Date |  |  | 2024-09-30 15:41 |  | * | [6 empty] | 2 |  | 1 | 40 |  | 0 | 40 | [5 empty] | None
6 | - IP-54938 | Structural S I-Beam-Black Steel-A36-12.5lbs. x 06in. high | 0 | Sub-assembly | Active |  | 6 | 1 |  |  |  | Item | 1 | EA | 100 | 1 | 2 | Date |  |  | 2024-09-30 15:41 |  | * | [6 empty] | 2 |  | 1 | 0.086564 |  | 0.086564 | 41.0866 |  |  | * |  |  | None | *
7 | 40-IBEAM-0210 | STRUCTURAL S I-BEAM-BLACK STEEL-A36-12.5LBS. X 06IN. HIGH | 0 | Purchased Item | Active |  | 1 | 1 |  |  |  | Item | 0.365 | FT | 100 | 1 | 0.73 | Date |  |  | 2024-09-30 15:41 |  | * | [6 empty] | 0.73 |  | 1 | 15 |  | 0 | 16 |  |  | * |  |  | None | *
7 | IP-54938_DOC | Structural S I-Beam-Black Steel-A36-12.5lbs. x 06in. high | 0 | Reference Item - Document Management | Active |  | 99999 | 1 |  |  |  | Item | 1 | EA | 100 | 1 | 2 | Date |  |  | 2024-09-30 15:41 |  | * | [6 empty] | 2 |  | 1 | 40 |  | 0 | 40 | [5 empty] | None
6 | - IP-54929 | Sheet Metal-Solid-Carbon Steel Low-0.375 in. | 0 | Sub-assembly | Active |  | 9 | 1 |  |  |  | Item | 1 | EA | 100 | 1 | 2 | Date |  |  | 2024-09-30 15:41 |  | * | [6 empty] | 2 |  | 1 | 0.18936 |  | 0.18936 | 17.1894 |  |  | * |  |  | None | *
7 | 45-HOTR-0221 | SHEET METAL-SOLID-CARBON STEEL LOW-0.375 IN. | 0 | Purchased Item | Active |  | 1 | 1 |  |  |  | Item | 0.26 | SFT | 100 | 1 | 0.52 | Date |  |  | 2024-09-30 15:41 |  | * | [6 empty] | 0.52 |  | 1 | 15 |  | 0 | 16 |  |  | * |  |  | None | *
7 | IP-54929_DOC | Sheet Metal-Solid-Carbon Steel Low-0.375 in.. | B | Reference Item - Document Management | Active |  | 99999 | 1 |  |  |  | Item | 1 | EA | 100 | 1 | 2 | Date |  |  | 2024-09-30 15:41 |  | * | [6 empty] | 2 |  | 1 |  |  | 0 | 0 | [5 empty] | None
6 | 75-W-34-FLAT-P | 3/4" FLAT WASHER PLATED | 0 | Purchased Item | Active |  | 10 | 1 |  |  |  | Item | 8 | EA | 100 | 1 | 16 | Date |  |  | 2024-09-30 15:41 |  | * | [6 empty] | 16 |  | 1 | 10 |  | 0 | 11 |  |  | * |  |  | None | *
6 | 75-BH-3410212-P | 3/4-10X2-1/2 HEX/BOLT PLT G5 | 0 | Purchased Item | Active |  | 11 | 1 |  |  |  | Item | 4 | EA | 100 | 1 | 8 | Date |  |  | 2024-09-30 15:41 |  | * | [6 empty] | 8 |  | 1 | 5 |  | 0 | 6 |  |  | * |  |  | None | *
6 | 75-NH-3410-P | 3/4"-10 HEX NUT PLATED G5 | 0 | Purchased Item | Active |  | 12 | 1 |  |  |  | Item | 4 | EA | 100 | 1 | 8 | Date |  |  | 2024-09-30 15:41 |  | * | [6 empty] | 8 |  | 1 | 40 |  | 0 | 41 |  |  | * |  |  | None | *
6 | 75-W-34-LOCK-P | 3/4 LOCK WASHER PLATED | 0 | Purchased Item | Active |  | 13 | 1 |  |  |  | Item | 4 | EA | 100 | 1 | 8 | Date |  |  | 2024-09-30 15:41 |  | * | [6 empty] | 8 |  | 1 | 10 |  | 0 | 11 |  |  | * |  |  | None | *
6 | MCYSC4-SWA-54939_DOC | BASE - SUPPORT SUB ASSY 4 - 4.375" | 0 | Reference Item - Document Management | Active |  | 99999 | 1 |  |  |  | Item | 1 | EA | 100 | 1 | 2 | Date |  |  | 2024-09-30 15:41 |  | * | [6 empty] | 2 |  | 1 |  |  | 0 | 0 | [5 empty] | None
5 | - MCYSC4-SWA-54937 | BASE - SUPPORT SUB ASSY 3 - 6.5625" | 0 | Sub-assembly | Active |  | 2 | 1 |  |  |  | Item | 2 | EA | 100 | 1 | 2 | Date |  |  | 2024-09-30 15:41 |  | * | [6 empty] | 2 |  | 1 | 0 |  | 0.45987 | 52.0866 |  |  | * |  |  | None | *
6 | - IP-54928 | 48x120 ½" hot rolled Steel A36 | 0 | Sub-assembly | Active |  | 3 | 1 |  |  |  | Item | 1 | EA | 100 | 1 | 2 | Date |  |  | 2024-09-30 15:41 |  | * | [6 empty] | 2 |  | 1 | 0.18936 |  | 0.18936 | 17.1894 |  |  | * |  |  | None | *
7 | 45-HOTR-0400 | 48X120 ½" HOT ROLLED STEEL A36 | 0 | Purchased Item | Active |  | 1 | 1 |  |  |  | Item | 0.604 | SFT | 100 | 1 | 1.208 | Date |  |  | 2024-09-30 15:41 |  | * | [6 empty] | 1.208 |  | 1 | 15 |  | 0 | 16 |  |  | * |  |  | None | *
7 | IP-54928_DOC | 48x120 ?" hot rolled Steel A36. | B | Reference Item - Document Management | Active |  | 99999 | 1 |  |  |  | Item | 1 | EA | 100 | 1 | 2 | Date |  |  | 2024-09-30 15:41 |  | * | [6 empty] | 2 |  | 1 |  |  | 0 | 0 | [5 empty] | None
6 | - IP-54936 | Structural S I-Beam-Black Steel-A36-12.5lbs. x 06in. high | 0 | Sub-assembly | Active |  | 5 | 1 |  |  |  | Item | 1 | EA | 100 | 1 | 2 | Date |  |  | 2024-09-30 15:41 |  | * | [6 empty] | 2 |  | 1 | 0.086564 |  | 0.086564 | 51.0866 |  |  | * |  |  | None | *
7 | 40-IBEAM-0210 | STRUCTURAL S I-BEAM-BLACK STEEL-A36-12.5LBS. X 06IN. HIGH | 0 | Purchased Item | Active |  | 1 | 1 |  |  |  | Item | 0.547 | FT | 100 | 1 | 1.094 | Date |  |  | 2024-09-30 15:41 |  | * | [6 empty] | 1.094 |  | 1 | 15 |  | 0 | 16 |  |  | * |  |  | None | *
7 | IP-54936_DOC | Structural S I-Beam-Black Steel-A36-12.5lbs. x 06in. high | 0 | Reference Item - Document Management | Active |  | 99999 | 1 |  |  |  | Item | 1 | EA | 100 | 1 | 2 | Date |  |  | 2024-09-30 15:41 |  | * | [6 empty] | 2 |  | 1 | 50 |  | 0 | 50 | [5 empty] | None
6 | - IP-54930 | Structural Angle-Black Steel-A36-3.5- in.W x 02.50 in.H x 0.375 in.T | 0 | Sub-assembly | Active |  | 6 | 1 |  |  |  | Item | 1 | EA | 100 | 1 | 2 | Date |  |  | 2024-09-30 15:41 |  | * | [6 empty] | 2 |  | 1 | 0.45987 |  | 0.45987 | 41.4599 |  |  | * |  |  | None | *
7 | 40-AN-31221238 | STRUCTURAL ANGLE-BLACK STEEL-A36-3.5- IN.W X 02.50 IN.H X 0.375 IN.T | 0 | Purchased Item | Active |  | 1 | 1 |  |  |  | Item | 0.542 | FT | 100 | 1 | 1.084 | Date |  |  | 2024-09-30 15:41 |  | * | [6 empty] | 1.084 |  | 1 | 15 |  | 0 | 16 |  |  | * |  |  | None | *
7 | IP-54930_DOC | Structural Angle-Black Steel-A36-3.5- in.W x 02.50 in.H x 0.375 in.T. | B | Reference Item - Document Management | Active |  | 99999 | 1 |  |  |  | Item | 1 | EA | 100 | 1 | 2 | Date |  |  | 2024-09-30 15:41 |  | * | [6 empty] | 2 |  | 1 | 40 |  | 0 | 40 | [5 empty] | None
6 | - IP-54929 | Sheet Metal-Solid-Carbon Steel Low-0.375 in. | 0 | Sub-assembly | Active |  | 9 | 1 |  |  |  | Item | 1 | EA | 100 | 1 | 2 | Date |  |  | 2024-09-30 15:41 |  | * | [6 empty] | 2 |  | 1 | 0.18936 |  | 0.18936 | 17.1894 |  |  | * |  |  | None | *
7 | 45-HOTR-0221 | SHEET METAL-SOLID-CARBON STEEL LOW-0.375 IN. | 0 | Purchased Item | Active |  | 1 | 1 |  |  |  | Item | 0.26 | SFT | 100 | 1 | 0.52 | Date |  |  | 2024-09-30 15:41 |  | * | [6 empty] | 0.52 |  | 1 | 15 |  | 0 | 16 |  |  | * |  |  | None | *
7 | IP-54929_DOC | Sheet Metal-Solid-Carbon Steel Low-0.375 in.. | B | Reference Item - Document Management | Active |  | 99999 | 1 |  |  |  | Item | 1 | EA | 100 | 1 | 2 | Date |  |  | 2024-09-30 15:41 |  | * | [6 empty] | 2 |  | 1 |  |  | 0 | 0 | [5 empty] | None
6 | 75-W-34-FLAT-P | 3/4" FLAT WASHER PLATED | 0 | Purchased Item | Active |  | 10 | 1 |  |  |  | Item | 8 | EA | 100 | 1 | 16 | Date |  |  | 2024-09-30 15:41 |  | * | [6 empty] | 16 |  | 1 | 10 |  | 0 | 11 |  |  | * |  |  | None | *
6 | 75-BH-3410212-P | 3/4-10X2-1/2 HEX/BOLT PLT G5 | 0 | Purchased Item | Active |  | 11 | 1 |  |  |  | Item | 4 | EA | 100 | 1 | 8 | Date |  |  | 2024-09-30 15:41 |  | * | [6 empty] | 8 |  | 1 | 5 |  | 0 | 6 |  |  | * |  |  | None | *
6 | 75-NH-3410-P | 3/4"-10 HEX NUT PLATED G5 | 0 | Purchased Item | Active |  | 12 | 1 |  |  |  | Item | 4 | EA | 100 | 1 | 8 | Date |  |  | 2024-09-30 15:41 |  | * | [6 empty] | 8 |  | 1 | 40 |  | 0 | 41 |  |  | * |  |  | None | *
6 | 75-W-34-LOCK-P | 3/4 LOCK WASHER PLATED | 0 | Purchased Item | Active |  | 13 | 1 |  |  |  | Item | 4 | EA | 100 | 1 | 8 | Date |  |  | 2024-09-30 15:41 |  | * | [6 empty] | 8 |  | 1 | 10 |  | 0 | 11 |  |  | * |  |  | None | *
6 | MCYSC4-SWA-54937_DOC | BASE - SUPPORT SUB ASSY 3 - 6.5625" | 0 | Reference Item - Document Management | Active |  | 99999 | 1 |  |  |  | Item | 1 | EA | 100 | 1 | 2 | Date |  |  | 2024-09-30 15:41 |  | * | [6 empty] | 2 |  | 1 | 40 |  | 0 | 40 | [5 empty] | None
5 | - MCYSC4-SWA-54946 | BASE - SUPPORT SUB ASSY 7 - 5.75" NOT HARDWARE | 0 | Sub-assembly | Active |  | 3 | 1 |  |  |  | Item | 1 | EA | 100 | 1 | 1 | Date |  |  | 2024-09-30 15:41 |  | * | [6 empty] | 1 |  | 1 | 0 |  | 0.18936 | 22.0866 |  |  | * |  |  | None | *
6 | - IP-54933 | Sheet Metal-Solid-Carbon Steel Low-0.375 in. | 0 | Sub-assembly | Active |  | 1 | 1 |  |  |  | Item | 1 | EA | 100 | 1 | 1 | Date |  |  | 2024-09-30 15:41 |  | * | [6 empty] | 1 |  | 1 | 0.18936 |  | 0.18936 | 17.1894 |  |  | * |  |  | None | *
7 | 45-HOTR-0221 | SHEET METAL-SOLID-CARBON STEEL LOW-0.375 IN. | 0 | Purchased Item | Active |  | 1 | 1 |  |  |  | Item | 0.26 | SFT | 100 | 1 | 0.26 | Date |  |  | 2024-09-30 15:41 |  | * | [6 empty] | 0.26 |  | 1 | 15 |  | 0 | 16 |  |  | * |  |  | None | *
7 | IP-54933_DOC | Sheet Metal-Solid-Carbon Steel Low-0.375 in. | 0 | Reference Item - Document Management | Active |  | 99999 | 1 |  |  |  | Item | 1 | EA | 100 | 1 | 1 | Date |  |  | 2024-09-30 15:41 |  | * | [6 empty] | 1 |  | 1 |  |  | 0 | 0 | [5 empty] | None
6 | - IP-54928 | 48x120 ½" hot rolled Steel A36 | 0 | Sub-assembly | Active |  | 2 | 1 |  |  |  | Item | 1 | EA | 100 | 1 | 1 | Date |  |  | 2024-09-30 15:41 |  | * | [6 empty] | 1 |  | 1 | 0.18936 |  | 0.18936 | 17.1894 |  |  | * |  |  | None | *
7 | 45-HOTR-0400 | 48X120 ½" HOT ROLLED STEEL A36 | 0 | Purchased Item | Active |  | 1 | 1 |  |  |  | Item | 0.604 | SFT | 100 | 1 | 0.604 | Date |  |  | 2024-09-30 15:41 |  | * | [6 empty] | 0.604 |  | 1 | 15 |  | 0 | 16 |  |  | * |  |  | None | *
7 | IP-54928_DOC | 48x120 ?" hot rolled Steel A36. | B | Reference Item - Document Management | Active |  | 99999 | 1 |  |  |  | Item | 1 | EA | 100 | 1 | 1 | Date |  |  | 2024-09-30 15:41 |  | * | [6 empty] | 1 |  | 1 |  |  | 0 | 0 | [5 empty] | None
6 | - IP-54945 | Structural S I-Beam-Black Steel-A36-12.5lbs. x 06in. high | 0 | Sub-assembly | Active |  | 3 | 1 |  |  |  | Item | 1 | EA | 100 | 1 | 1 | Date |  |  | 2024-09-30 15:41 |  | * | [6 empty] | 1 |  | 1 | 0.086564 |  | 0.086564 | 21.0866 |  |  | * |  |  | None | *
7 | 40-IBEAM-0210 | STRUCTURAL S I-BEAM-BLACK STEEL-A36-12.5LBS. X 06IN. HIGH | 0 | Purchased Item | Active |  | 1 | 1 |  |  |  | Item | 5.707 | FT | 100 | 1 | 5.707 | Date |  |  | 2024-09-30 15:41 |  | * | [6 empty] | 5.707 |  | 1 | 15 |  | 0 | 16 |  |  | * |  |  | None | *
7 | IP-54945_DOC | Structural S I-Beam-Black Steel-A36-12.5lbs. x 06in. high | 0 | Reference Item - Document Management | Active |  | 99999 | 1 |  |  |  | Item | 1 | EA | 100 | 1 | 1 | Date |  |  | 2024-09-30 15:41 |  | * | [6 empty] | 1 |  | 1 | 20 |  | 0 | 20 | [5 empty] | None
6 | MCYSC4-SWA-54946_DOC | BASE - SUPPORT SUB ASSY 7 - 5.75" NOT HARDWARE | 0 | Reference Item - Document Management | Active |  | 99999 | 1 |  |  |  | Item | 1 | EA | 100 | 1 | 1 | Date |  |  | 2024-09-30 15:41 |  | * | [6 empty] | 1 |  | 1 |  |  | 0 | 0 | [5 empty] | None
5 | - MCYSC4-SMA-60407 | SHIM SUB ASSY 1 | 0 | Sub-assembly | Active |  | 4 | 1 |  |  |  | Item | 2 | EA | 100 | 1 | 2 | Date |  |  | 2024-09-30 15:41 |  | * | [6 empty] | 2 |  | 1 | 0 |  | 0.18936 | 332.1894 |  |  | * |  |  | None | *
6 | - IP-54947 | 48x120 ½" hot rolled Steel A36 | 0 | Sub-assembly | Active |  | 3 | 1 |  |  |  | Item | 1 | EA | 100 | 1 | 2 | Date |  |  | 2024-09-30 15:41 |  | * | [6 empty] | 2 |  | 1 | 0.18936 |  | 0.18936 | 51.1894 |  |  | * |  |  | None | *
7 | 45-HOTR-0400 | 48X120 ½" HOT ROLLED STEEL A36 | 0 | Purchased Item | Active |  | 1 | 1 |  |  |  | Item | 0.333 | SFT | 100 | 1 | 0.666 | Date |  |  | 2024-09-30 15:41 |  | * | [6 empty] | 0.666 |  | 1 | 15 |  | 0 | 16 |  |  | * |  |  | None | *
7 | IP-54947_DOC | 48x120 ?" hot rolled Steel A36. | B | Reference Item - Document Management | Active |  | 99999 | 1 |  |  |  | Item | 1 | EA | 100 | 1 | 2 | Date |  |  | 2024-09-30 15:41 |  | * | [6 empty] | 2 |  | 1 | 50 |  | 0 | 50 | [5 empty] | None
6 | - IP-60406 | 48x120 ½" hot rolled Steel A36 | 0 | Sub-assembly | Active |  | 4 | 1 |  |  |  | Item | 1 | EA | 100 | 1 | 2 | Date |  |  | 2024-09-30 15:41 |  | * | [6 empty] | 2 |  | 1 | 0.18936 |  | 0.18936 | 331.1894 |  |  | * |  |  | None | *
7 | 45-HOTR-0400 | 48X120 ½" HOT ROLLED STEEL A36 | 0 | Purchased Item | Active |  | 1 | 1 |  |  |  | Item | 0.109 | SFT | 100 | 1 | 0.218 | Date |  |  | 2024-09-30 15:41 |  | * | [6 empty] | 0.218 |  | 1 | 15 |  | 0 | 16 |  |  | * |  |  | None | *
7 | IP-60406_DOC | 48x120 ?" hot rolled Steel A36. | B | Reference Item - Document Management | Active |  | 99999 | 1 |  |  |  | Item | 1 | EA | 100 | 1 | 2 | Date |  |  | 2024-09-30 15:41 |  | * | [6 empty] | 2 |  | 1 | 330 |  | 0 | 330 | [5 empty] | None
6 | MCYSC4-SMA-60407_DOC | SHIM SUB ASSY 1 | 0 | Reference Item - Document Management | Active |  | 99999 | 1 |  |  |  | Item | 1 | EA | 100 | 1 | 2 | Date |  |  | 2024-09-30 15:41 |  | * | [6 empty] | 2 |  | 1 |  |  | 0 | 0 | [5 empty] | None
5 | - MCYSC4-SWA-54944 | BASE - SUPPORT SUB ASSY 6 - 8.375" NOT HARDWARE | 0 | Sub-assembly | Active |  | 5 | 1 |  |  |  | Item | 1 | EA | 100 | 1 | 1 | Date |  |  | 2024-09-30 15:41 |  | * | [6 empty] | 1 |  | 1 | 0 |  | 0.18936 | 18.1894 |  |  | * |  |  | None | *
6 | - IP-54943 | Structural S I-Beam-Black Steel-A36-12.5lbs. x 06in. high | 0 | Sub-assembly | Active |  | 1 | 1 |  |  |  | Item | 1 | EA | 100 | 1 | 1 | Date |  |  | 2024-09-30 15:41 |  | * | [6 empty] | 1 |  | 1 | 0.086564 |  | 0.086564 | 17.0866 |  |  | * |  |  | None | *
7 | 40-IBEAM-0210 | STRUCTURAL S I-BEAM-BLACK STEEL-A36-12.5LBS. X 06IN. HIGH | 0 | Purchased Item | Active |  | 1 | 1 |  |  |  | Item | 0.698 | FT | 100 | 1 | 0.698 | Date |  |  | 2024-09-30 15:41 |  | * | [6 empty] | 0.698 |  | 1 | 15 |  | 0 | 16 |  |  | * |  |  | None | *
7 | IP-54943_DOC | Structural S I-Beam-Black Steel-A36-12.5lbs. x 06in. high | 0 | Reference Item - Document Management | Active |  | 99999 | 1 |  |  |  | Item | 1 | EA | 100 | 1 | 1 | Date |  |  | 2024-09-30 15:41 |  | * | [6 empty] | 1 |  | 1 |  |  | 0 | 0 | [5 empty] | None
6 | - IP-54933 | Sheet Metal-Solid-Carbon Steel Low-0.375 in. | 0 | Sub-assembly | Active |  | 2 | 1 |  |  |  | Item | 1 | EA | 100 | 1 | 1 | Date |  |  | 2024-09-30 15:41 |  | * | [6 empty] | 1 |  | 1 | 0.18936 |  | 0.18936 | 17.1894 |  |  | * |  |  | None | *
7 | 45-HOTR-0221 | SHEET METAL-SOLID-CARBON STEEL LOW-0.375 IN. | 0 | Purchased Item | Active |  | 1 | 1 |  |  |  | Item | 0.26 | SFT | 100 | 1 | 0.26 | Date |  |  | 2024-09-30 15:41 |  | * | [6 empty] | 0.26 |  | 1 | 15 |  | 0 | 16 |  |  | * |  |  | None | *
7 | IP-54933_DOC | Sheet Metal-Solid-Carbon Steel Low-0.375 in. | 0 | Reference Item - Document Management | Active |  | 99999 | 1 |  |  |  | Item | 1 | EA | 100 | 1 | 1 | Date |  |  | 2024-09-30 15:41 |  | * | [6 empty] | 1 |  | 1 |  |  | 0 | 0 | [5 empty] | None
6 | - IP-54928 | 48x120 ½" hot rolled Steel A36 | 0 | Sub-assembly | Active |  | 3 | 1 |  |  |  | Item | 1 | EA | 100 | 1 | 1 | Date |  |  | 2024-09-30 15:41 |  | * | [6 empty] | 1 |  | 1 | 0.18936 |  | 0.18936 | 17.1894 |  |  | * |  |  | None | *
7 | 45-HOTR-0400 | 48X120 ½" HOT ROLLED STEEL A36 | 0 | Purchased Item | Active |  | 1 | 1 |  |  |  | Item | 0.604 | SFT | 100 | 1 | 0.604 | Date |  |  | 2024-09-30 15:41 |  | * | [6 empty] | 0.604 |  | 1 | 15 |  | 0 | 16 |  |  | * |  |  | None | *
7 | IP-54928_DOC | 48x120 ?" hot rolled Steel A36. | B | Reference Item - Document Management | Active |  | 99999 | 1 |  |  |  | Item | 1 | EA | 100 | 1 | 1 | Date |  |  | 2024-09-30 15:41 |  | * | [6 empty] | 1 |  | 1 |  |  | 0 | 0 | [5 empty] | None
6 | MCYSC4-SWA-54944_DOC | BASE - SUPPORT SUB ASSY 6 - 8.375" NOT HARDWARE | 0 | Reference Item - Document Management | Active |  | 99999 | 1 |  |  |  | Item | 1 | EA | 100 | 1 | 1 | Date |  |  | 2024-09-30 15:41 |  | * | [6 empty] | 1 |  | 1 |  |  | 0 | 0 | [5 empty] | None
5 | - MCYSC4-SWA-54934 | BASE - SUPPORT SUB ASSY 2 | 0 | Sub-assembly | Active |  | 6 | 1 |  |  |  | Item | 1 | EA | 100 | 1 | 1 | Date |  |  | 2024-09-30 15:41 |  | * | [6 empty] | 1 |  | 1 | 0 |  | 0.18936 | 18.1894 |  |  | * |  |  | None | *
6 | - IP-54933 | Sheet Metal-Solid-Carbon Steel Low-0.375 in. | 0 | Sub-assembly | Active |  | 1 | 1 |  |  |  | Item | 1 | EA | 100 | 1 | 1 | Date |  |  | 2024-09-30 15:41 |  | * | [6 empty] | 1 |  | 1 | 0.18936 |  | 0.18936 | 17.1894 |  |  | * |  |  | None | *
7 | 45-HOTR-0221 | SHEET METAL-SOLID-CARBON STEEL LOW-0.375 IN. | 0 | Purchased Item | Active |  | 1 | 1 |  |  |  | Item | 0.26 | SFT | 100 | 1 | 0.26 | Date |  |  | 2024-09-30 15:41 |  | * | [6 empty] | 0.26 |  | 1 | 15 |  | 0 | 16 |  |  | * |  |  | None | *
7 | IP-54933_DOC | Sheet Metal-Solid-Carbon Steel Low-0.375 in. | 0 | Reference Item - Document Management | Active |  | 99999 | 1 |  |  |  | Item | 1 | EA | 100 | 1 | 1 | Date |  |  | 2024-09-30 15:41 |  | * | [6 empty] | 1 |  | 1 |  |  | 0 | 0 | [5 empty] | None
6 | - IP-54932 | Structural S I-Beam-Black Steel-A36-12.5lbs. x 06in. high | 0 | Sub-assembly | Active |  | 2 | 1 |  |  |  | Item | 1 | EA | 100 | 1 | 1 | Date |  |  | 2024-09-30 15:41 |  | * | [6 empty] | 1 |  | 1 | 0.086564 |  | 0.086564 | 17.0866 |  |  | * |  |  | None | *
7 | 40-IBEAM-0210 | STRUCTURAL S I-BEAM-BLACK STEEL-A36-12.5LBS. X 06IN. HIGH | 0 | Purchased Item | Active |  | 1 | 1 |  |  |  | Item | 0.88 | FT | 100 | 1 | 0.88 | Date |  |  | 2024-09-30 15:41 |  | * | [6 empty] | 0.88 |  | 1 | 15 |  | 0 | 16 |  |  | * |  |  | None | *
7 | IP-54932_DOC | Structural S I-Beam-Black Steel-A36-12.5lbs. x 06in. high | 0 | Reference Item - Document Management | Active |  | 99999 | 1 |  |  |  | Item | 1 | EA | 100 | 1 | 1 | Date |  |  | 2024-09-30 15:41 |  | * | [6 empty] | 1 |  | 1 |  |  | 0 | 0 | [5 empty] | None
6 | - IP-54928 | 48x120 ½" hot rolled Steel A36 | 0 | Sub-assembly | Active |  | 3 | 1 |  |  |  | Item | 1 | EA | 100 | 1 | 1 | Date |  |  | 2024-09-30 15:41 |  | * | [6 empty] | 1 |  | 1 | 0.18936 |  | 0.18936 | 17.1894 |  |  | * |  |  | None | *
7 | 45-HOTR-0400 | 48X120 ½" HOT ROLLED STEEL A36 | 0 | Purchased Item | Active |  | 1 | 1 |  |  |  | Item | 0.604 | SFT | 100 | 1 | 0.604 | Date |  |  | 2024-09-30 15:41 |  | * | [6 empty] | 0.604 |  | 1 | 15 |  | 0 | 16 |  |  | * |  |  | None | *
7 | IP-54928_DOC | 48x120 ?" hot rolled Steel A36. | B | Reference Item - Document Management | Active |  | 99999 | 1 |  |  |  | Item | 1 | EA | 100 | 1 | 1 | Date |  |  | 2024-09-30 15:41 |  | * | [6 empty] | 1 |  | 1 |  |  | 0 | 0 | [5 empty] | None
6 | MCYSC4-SWA-54934_DOC | BASE - SUPPORT SUB ASSY 2 | 0 | Reference Item - Document Management | Active |  | 99999 | 1 |  |  |  | Item | 1 | EA | 100 | 1 | 1 | Date |  |  | 2024-09-30 15:41 |  | * | [6 empty] | 1 |  | 1 |  |  | 0 | 0 | [5 empty] | None
5 | - MCYSC4-SWA-54931 | BASE - SUPPORT SUB ASSY 1 | 0 | Sub-assembly | Active |  | 7 | 1 |  |  |  | Item | 3 | EA | 100 | 1 | 3 | Date |  |  | 2024-09-30 15:41 |  | * | [6 empty] | 3 |  | 1 | 0 |  | 0.45987 | 51 |  |  | * |  |  | None | *
6 | - IP-54927 | Structural S I-Beam-Black Steel-A36-12.5lbs. x 06in. high | 0 | Sub-assembly | Active |  | 3 | 1 |  |  |  | Item | 1 | EA | 100 | 1 | 3 | Date |  |  | 2024-09-30 15:41 |  | * | [6 empty] | 3 |  | 1 | 0.086564 |  | 0.086564 | 17.0866 |  |  | * |  |  | None | *
7 | 40-IBEAM-0210 | STRUCTURAL S I-BEAM-BLACK STEEL-A36-12.5LBS. X 06IN. HIGH | 0 | Purchased Item | Active |  | 1 | 1 |  |  |  | Item | 0.719 | FT | 100 | 1 | 2.157 | Date |  |  | 2024-09-30 15:41 |  | * | [6 empty] | 2.157 |  | 1 | 15 |  | 0 | 16 |  |  | * |  |  | None | *
7 | IP-54927_DOC | Structural S I-Beam-Black Steel-A36-12.5lbs. x 06in. high | 0 | Reference Item - Document Management | Active |  | 99999 | 1 |  |  |  | Item | 1 | EA | 100 | 1 | 3 | Date |  |  | 2024-09-30 15:41 |  | * | [6 empty] | 3 |  | 1 |  |  | 0 | 0 | [5 empty] | None
6 | - IP-54928 | 48x120 ½" hot rolled Steel A36 | 0 | Sub-assembly | Active |  | 4 | 1 |  |  |  | Item | 1 | EA | 100 | 1 | 3 | Date |  |  | 2024-09-30 15:41 |  | * | [6 empty] | 3 |  | 1 | 0.18936 |  | 0.18936 | 17.1894 |  |  | * |  |  | None | *
7 | 45-HOTR-0400 | 48X120 ½" HOT ROLLED STEEL A36 | 0 | Purchased Item | Active |  | 1 | 1 |  |  |  | Item | 0.604 | SFT | 100 | 1 | 1.812 | Date |  |  | 2024-09-30 15:41 |  | * | [6 empty] | 1.812 |  | 1 | 15 |  | 0 | 16 |  |  | * |  |  | None | *
7 | IP-54928_DOC | 48x120 ?" hot rolled Steel A36. | B | Reference Item - Document Management | Active |  | 99999 | 1 |  |  |  | Item | 1 | EA | 100 | 1 | 3 | Date |  |  | 2024-09-30 15:41 |  | * | [6 empty] | 3 |  | 1 |  |  | 0 | 0 | [5 empty] | None
6 | - IP-54930 | Structural Angle-Black Steel-A36-3.5- in.W x 02.50 in.H x 0.375 in.T | 0 | Sub-assembly | Active |  | 6 | 1 |  |  |  | Item | 1 | EA | 100 | 1 | 3 | Date |  |  | 2024-09-30 15:41 |  | * | [6 empty] | 3 |  | 1 | 0.45987 |  | 0.45987 | 41.4599 |  |  | * |  |  | None | *
7 | 40-AN-31221238 | STRUCTURAL ANGLE-BLACK STEEL-A36-3.5- IN.W X 02.50 IN.H X 0.375 IN.T | 0 | Purchased Item | Active |  | 1 | 1 |  |  |  | Item | 0.542 | FT | 100 | 1 | 1.626 | Date |  |  | 2024-09-30 15:41 |  | * | [6 empty] | 1.626 |  | 1 | 15 |  | 0 | 16 |  |  | * |  |  | None | *
7 | IP-54930_DOC | Structural Angle-Black Steel-A36-3.5- in.W x 02.50 in.H x 0.375 in.T. | B | Reference Item - Document Management | Active |  | 99999 | 1 |  |  |  | Item | 1 | EA | 100 | 1 | 3 | Date |  |  | 2024-09-30 15:41 |  | * | [6 empty] | 3 |  | 1 | 40 |  | 0 | 40 | [5 empty] | None
6 | - IP-54929 | Sheet Metal-Solid-Carbon Steel Low-0.375 in. | 0 | Sub-assembly | Active |  | 9 | 1 |  |  |  | Item | 1 | EA | 100 | 1 | 3 | Date |  |  | 2024-09-30 15:41 |  | * | [6 empty] | 3 |  | 1 | 0.18936 |  | 0.18936 | 17.1894 |  |  | * |  |  | None | *
7 | 45-HOTR-0221 | SHEET METAL-SOLID-CARBON STEEL LOW-0.375 IN. | 0 | Purchased Item | Active |  | 1 | 1 |  |  |  | Item | 0.26 | SFT | 100 | 1 | 0.78 | Date |  |  | 2024-09-30 15:41 |  | * | [6 empty] | 0.78 |  | 1 | 15 |  | 0 | 16 |  |  | * |  |  | None | *
7 | IP-54929_DOC | Sheet Metal-Solid-Carbon Steel Low-0.375 in.. | B | Reference Item - Document Management | Active |  | 99999 | 1 |  |  |  | Item | 1 | EA | 100 | 1 | 3 | Date |  |  | 2024-09-30 15:41 |  | * | [6 empty] | 3 |  | 1 |  |  | 0 | 0 | [5 empty] | None
6 | 75-W-34-FLAT-P | 3/4" FLAT WASHER PLATED | 0 | Purchased Item | Active |  | 10 | 1 |  |  |  | Item | 8 | EA | 100 | 1 | 24 | Date |  |  | 2024-09-30 15:41 |  | * | [6 empty] | 24 |  | 1 | 10 |  | 0 | 11 |  |  | * |  |  | None | *
6 | 75-BH-3410212-P | 3/4-10X2-1/2 HEX/BOLT PLT G5 | 0 | Purchased Item | Active |  | 11 | 1 |  |  |  | Item | 4 | EA | 100 | 1 | 12 | Date |  |  | 2024-09-30 15:41 |  | * | [6 empty] | 12 |  | 1 | 5 |  | 0 | 6 |  |  | * |  |  | None | *
6 | 75-NH-3410-P | 3/4"-10 HEX NUT PLATED G5 | 0 | Purchased Item | Active |  | 12 | 1 |  |  |  | Item | 4 | EA | 100 | 1 | 12 | Date |  |  | 2024-09-30 15:41 |  | * | [6 empty] | 12 |  | 1 | 40 |  | 0 | 41 |  |  | * |  |  | None | *
6 | 75-W-34-LOCK-P | 3/4 LOCK WASHER PLATED | 0 | Purchased Item | Active |  | 13 | 1 |  |  |  | Item | 4 | EA | 100 | 1 | 12 | Date |  |  | 2024-09-30 15:41 |  | * | [6 empty] | 12 |  | 1 | 10 |  | 0 | 11 |  |  | * |  |  | None | *
6 | MCYSC4-SWA-54931_DOC | BASE - SUPPORT SUB ASSY 1 | 0 | Reference Item - Document Management | Active |  | 99999 | 1 |  |  |  | Item | 1 | EA | 100 | 1 | 3 | Date |  |  | 2024-09-30 15:41 |  | * | [6 empty] | 3 |  | 1 | 50 |  | 0 | 50 | [5 empty] | None
5 | - MCYSC4-SWA-54942 | BASE - SUPPORT SUB ASSY 5 - 1.75" | 0 | Sub-assembly | Active |  | 8 | 1 |  |  |  | Item | 2 | EA | 100 | 1 | 2 | Date |  |  | 2024-09-30 15:41 |  | * | [6 empty] | 2 |  | 1 | 0 |  | 0.45987 | 42.4599 |  |  | * |  |  | None | *
6 | - IP-54928 | 48x120 ½" hot rolled Steel A36 | 0 | Sub-assembly | Active |  | 3 | 1 |  |  |  | Item | 1 | EA | 100 | 1 | 2 | Date |  |  | 2024-09-30 15:41 |  | * | [6 empty] | 2 |  | 1 | 0.18936 |  | 0.18936 | 17.1894 |  |  | * |  |  | None | *
7 | 45-HOTR-0400 | 48X120 ½" HOT ROLLED STEEL A36 | 0 | Purchased Item | Active |  | 1 | 1 |  |  |  | Item | 0.604 | SFT | 100 | 1 | 1.208 | Date |  |  | 2024-09-30 15:41 |  | * | [6 empty] | 1.208 |  | 1 | 15 |  | 0 | 16 |  |  | * |  |  | None | *
7 | IP-54928_DOC | 48x120 ?" hot rolled Steel A36. | B | Reference Item - Document Management | Active |  | 99999 | 1 |  |  |  | Item | 1 | EA | 100 | 1 | 2 | Date |  |  | 2024-09-30 15:41 |  | * | [6 empty] | 2 |  | 1 |  |  | 0 | 0 | [5 empty] | None
6 | - IP-54941 | Structural S I-Beam-Black Steel-A36-12.5lbs. x 06in. high | 0 | Sub-assembly | Active |  | 5 | 1 |  |  |  | Item | 1 | EA | 100 | 1 | 2 | Date |  |  | 2024-09-30 15:41 |  | * | [6 empty] | 2 |  | 1 | 0.086564 |  | 0.086564 | 17.0866 |  |  | * |  |  | None | *
7 | 40-IBEAM-0210 | STRUCTURAL S I-BEAM-BLACK STEEL-A36-12.5LBS. X 06IN. HIGH | 0 | Purchased Item | Active |  | 1 | 1 |  |  |  | Item | 0.146 | FT | 100 | 1 | 0.292 | Date |  |  | 2024-09-30 15:41 |  | * | [6 empty] | 0.292 |  | 1 | 15 |  | 0 | 16 |  |  | * |  |  | None | *
7 | IP-54941_DOC | Structural S I-Beam-Black Steel-A36-12.5lbs. x 06in. high | 0 | Reference Item - Document Management | Active |  | 99999 | 1 |  |  |  | Item | 1 | EA | 100 | 1 | 2 | Date |  |  | 2024-09-30 15:41 |  | * | [6 empty] | 2 |  | 1 |  |  | 0 | 0 | [5 empty] | None
6 | - IP-54930 | Structural Angle-Black Steel-A36-3.5- in.W x 02.50 in.H x 0.375 in.T | 0 | Sub-assembly | Active |  | 6 | 1 |  |  |  | Item | 1 | EA | 100 | 1 | 2 | Date |  |  | 2024-09-30 15:41 |  | * | [6 empty] | 2 |  | 1 | 0.45987 |  | 0.45987 | 41.4599 |  |  | * |  |  | None | *
7 | 40-AN-31221238 | STRUCTURAL ANGLE-BLACK STEEL-A36-3.5- IN.W X 02.50 IN.H X 0.375 IN.T | 0 | Purchased Item | Active |  | 1 | 1 |  |  |  | Item | 0.542 | FT | 100 | 1 | 1.084 | Date |  |  | 2024-09-30 15:41 |  | * | [6 empty] | 1.084 |  | 1 | 15 |  | 0 | 16 |  |  | * |  |  | None | *
7 | IP-54930_DOC | Structural Angle-Black Steel-A36-3.5- in.W x 02.50 in.H x 0.375 in.T. | B | Reference Item - Document Management | Active |  | 99999 | 1 |  |  |  | Item | 1 | EA | 100 | 1 | 2 | Date |  |  | 2024-09-30 15:41 |  | * | [6 empty] | 2 |  | 1 | 40 |  | 0 | 40 | [5 empty] | None
6 | - IP-54929 | Sheet Metal-Solid-Carbon Steel Low-0.375 in. | 0 | Sub-assembly | Active |  | 9 | 1 |  |  |  | Item | 1 | EA | 100 | 1 | 2 | Date |  |  | 2024-09-30 15:41 |  | * | [6 empty] | 2 |  | 1 | 0.18936 |  | 0.18936 | 17.1894 |  |  | * |  |  | None | *
7 | 45-HOTR-0221 | SHEET METAL-SOLID-CARBON STEEL LOW-0.375 IN. | 0 | Purchased Item | Active |  | 1 | 1 |  |  |  | Item | 0.26 | SFT | 100 | 1 | 0.52 | Date |  |  | 2024-09-30 15:41 |  | * | [6 empty] | 0.52 |  | 1 | 15 |  | 0 | 16 |  |  | * |  |  | None | *
7 | IP-54929_DOC | Sheet Metal-Solid-Carbon Steel Low-0.375 in.. | B | Reference Item - Document Management | Active |  | 99999 | 1 |  |  |  | Item | 1 | EA | 100 | 1 | 2 | Date |  |  | 2024-09-30 15:41 |  | * | [6 empty] | 2 |  | 1 |  |  | 0 | 0 | [5 empty] | None
6 | 75-W-34-FLAT-P | 3/4" FLAT WASHER PLATED | 0 | Purchased Item | Active |  | 10 | 1 |  |  |  | Item | 8 | EA | 100 | 1 | 16 | Date |  |  | 2024-09-30 15:41 |  | * | [6 empty] | 16 |  | 1 | 10 |  | 0 | 11 |  |  | * |  |  | None | *
6 | 75-BH-3410212-P | 3/4-10X2-1/2 HEX/BOLT PLT G5 | 0 | Purchased Item | Active |  | 11 | 1 |  |  |  | Item | 4 | EA | 100 | 1 | 8 | Date |  |  | 2024-09-30 15:41 |  | * | [6 empty] | 8 |  | 1 | 5 |  | 0 | 6 |  |  | * |  |  | None | *
6 | 75-NH-3410-P | 3/4"-10 HEX NUT PLATED G5 | 0 | Purchased Item | Active |  | 12 | 1 |  |  |  | Item | 4 | EA | 100 | 1 | 8 | Date |  |  | 2024-09-30 15:41 |  | * | [6 empty] | 8 |  | 1 | 40 |  | 0 | 41 |  |  | * |  |  | None | *
6 | 75-W-34-LOCK-P | 3/4 LOCK WASHER PLATED | 0 | Purchased Item | Active |  | 13 | 1 |  |  |  | Item | 4 | EA | 100 | 1 | 8 | Date |  |  | 2024-09-30 15:41 |  | * | [6 empty] | 8 |  | 1 | 10 |  | 0 | 11 |  |  | * |  |  | None | *
6 | MCYSC4-SWA-54942_DOC | BASE - SUPPORT SUB ASSY 5 - 1.75" | 0 | Reference Item - Document Management | Active |  | 99999 | 1 |  |  |  | Item | 1 | EA | 100 | 1 | 2 | Date |  |  | 2024-09-30 15:41 |  | * | [6 empty] | 2 |  | 1 |  |  | 0 | 0 | [5 empty] | None
4 | - MCYS06-SMA-66260 | OVERPACK - VIRTUAL PARTS LOWER | 0 | Sub-assembly | Active |  | 4 | 1 |  |  |  | Item | 1 | EA | 100 | 1 | 1 | Date |  |  | 2024-09-30 15:41 |  | * | [6 empty] | 1 |  | 1 | 0 |  | 0 | 32 |  |  | * |  |  | None | *
5 | 85-ADH-3M-740G2 | 3M HYBRID SEALANT 740 (GRAY), 290ML. CASTRIDGE | 0 | Purchased Item | Active |  | 1 | 1 |  |  |  | Item | 16 | EA | 100 | 1 | 16 | Date |  |  | 2024-09-30 15:41 |  | * | [6 empty] | 16 |  | 1 | 30 |  | 0 | 31 |  |  | * |  |  | None | *
3 | - MCYS06-SMA-66239 | OVERPACK - VIRTUAL PARTS | H | Phantom item | Active |  | 4 | 1 |  |  |  | Item | 1 | EA | 100 | 1 | 1 | Date |  |  | 2024-09-30 15:41 |  | * | [6 empty] | 1 |  | 1 | 0 |  | 0 | 42 |  |  | * |  |  | None
4 | 15-FLANGE-G-120 | 4" - GASKET - VAN STONE FLANGE | 0 | Purchased Item | Active |  | 1 | 1 |  |  |  | Item | 4 | EA | 100 | 1 | 4 | Date |  |  | 2024-09-30 15:41 |  | * | [6 empty] | 4 |  | 1 | 20 |  | 0 | 21 |  |  | * |  |  | None | *
4 | 45-PERF-0170 | 1/2X1/2 19GA GALV MESH SCREEN, 48" WIDE | 0 | Purchased Item | Active |  | 6 | 1 |  |  |  | Item | 115.925 | SFT | 100 | 1 | 115.925 | Date |  |  | 2024-09-30 15:41 |  | * | [6 empty] | 115.925 |  | 1 | 15 |  | 0 | 16 |  |  | * |  |  | None | *
4 | 75-BH-142034-P | ZINC PLATED-STANDARD HEX BOLT-1/4"-20 THREADS PER INCH X 3/4" LONG | 0 | Purchased Item | Active |  | 7 | 1 |  |  |  | Item | 484 | EA | 100 | 1 | 484 | Date |  |  | 2024-09-30 15:41 |  | * | [6 empty] | 484 |  | 1 | 5 |  | 0 | 6 |  |  | * |  |  | None | *
4 | 75-BH-3410212-P | 3/4-10X2-1/2 HEX/BOLT PLT G5 | 0 | Purchased Item | Active |  | 8 | 1 |  |  |  | Item | 40 | EA | 100 | 1 | 40 | Date |  |  | 2024-09-30 15:41 |  | * | [6 empty] | 40 |  | 1 | 5 |  | 0 | 6 |  |  | * |  |  | None | *
4 | 75-NH-1420-P | ZINC PLATED-COURSE THREADS-HEX NUT-1/4" -20 THREADS PER INCH | 0 | Purchased Item | Active |  | 9 | 1 |  |  |  | Item | 17 | EA | 100 | 1 | 17 | Date |  |  | 2024-09-30 15:41 |  | * | [6 empty] | 17 |  | 1 | 35 |  | 0 | 36 |  |  | * |  |  | None | *
4 | 75-NH-3410-P | 3/4"-10 HEX NUT PLATED G5 | 0 | Purchased Item | Active |  | 10 | 1 |  |  |  | Item | 40 | EA | 100 | 1 | 40 | Date |  |  | 2024-09-30 15:41 |  | * | [6 empty] | 40 |  | 1 | 40 |  | 0 | 41 |  |  | * |  |  | None | *
4 | 75-SCWH-14-114 | 1/4-14x1 1/4" SELF DRILL S.H.W PL | 0 | Purchased Item | Active |  | 12 | 1 |  |  |  | Item | 18 | EA | 100 | 1 | 18 | Date |  |  | 2024-09-30 15:41 |  | * | [6 empty] | 18 |  | 1 | 20 |  | 0 | 21 |  |  | * |  |  | None | *
4 | 75-W-14-BN1458 | ZINC PLATED-NEOPRENE WASHER-9/32"ID - 5/8"OD | 0 | Purchased Item | Active |  | 13 | 1 |  |  |  | Item | 120 | EA | 100 | 1 | 120 | Date |  |  | 2024-09-30 15:41 |  | * | [6 empty] | 120 |  | 1 | 40 |  | 0 | 41 |  |  | * |  |  | None | *
4 | 75-W-14-FLAT-P | Zinc Plated-Flat Washer-1/4" | 0 | Purchased Item | Active |  | 14 | 1 |  |  |  | Item | 26 | EA | 100 | 1 | 26 | Date |  |  | 2024-09-30 15:41 |  | * | [6 empty] | 26 |  | 1 | 25 |  | 0 | 26 |  |  | * |  |  | None | *
4 | 75-W-34-FLAT-P | 3/4" FLAT WASHER PLATED | 0 | Purchased Item | Active |  | 15 | 1 |  |  |  | Item | 80 | EA | 100 | 1 | 80 | Date |  |  | 2024-09-30 15:41 |  | * | [6 empty] | 80 |  | 1 | 10 |  | 0 | 11 |  |  | * |  |  | None | *
4 | 75-W-34-LOCK-P | 3/4 LOCK WASHER PLATED | 0 | Purchased Item | Active |  | 16 | 1 |  |  |  | Item | 40 | EA | 100 | 1 | 40 | Date |  |  | 2024-09-30 15:41 |  | * | [6 empty] | 40 |  | 1 | 10 |  | 0 | 11 |  |  | * |  |  | None | *
4 | 75-WN-1420-P | 1/4-20-SERR FLNG NUT PLTD | 0 | Purchased Item | Active |  | 17 | 1 |  |  |  | Item | 40 | EA | 100 | 1 | 40 | Date |  |  | 2024-09-30 15:41 |  | * | [6 empty] | 40 |  | 1 | 30 |  | 0 | 31 |  |  | * |  |  | None | *
4 | 85-WRP-10M14425 | WRAP,SHRINK,10MIL,20'X100' | 0 | Purchased Item | Active |  | 19 | 1 |  |  |  | Item | 1000 | SFT | 100 | 1 | 1000 | Date |  |  | 2024-09-30 15:41 |  | * | [6 empty] | 1000 |  | 1 | 10 |  | 0 | 11 |  |  | * |  |  | None | *
3 | 75-RIVET-0050 | 304 STAINLESS STEEL - POP RIVET - 1/8" X .188-250" LONG | 0 | Purchased Item | Active |  | 5 | 1 |  |  |  | Item | 40 | EA | 100 | 1 | 40 | Date |  |  | 2024-09-30 15:41 |  | * | [6 empty] | 40 |  | 1 | 20 |  | 0 | 21 |  |  | * |  |  | None | *
3 | 85-WRP-10M14425 | WRAP,SHRINK,10MIL,20'X100' | 0 | Purchased Item | Active |  | 6 | 1 |  |  |  | Item | 4962.52 | SFT | 100 | 1 | 4962.52 | Date |  |  | 2024-09-30 15:41 |  | * | [6 empty] | 4962.52 |  | 1 | 10 |  | 0 | 11 |  |  | * |  |  | None | *
1 | - 00_MCYS06_ASSY_UP_RS_EBS | MSF MCYS06 UPPER SECTION RS | H | Sub-assembly | Active |  | 2 | 1 |  |  |  | Item | 1 | EA | 100 | 1 | 1 | Date |  |  | 2024-09-30 15:41 |  | * | CCO-83149 | [5 empty] | 1 |  | 1 | 135.0541 |  | 243.7196 | 544.1867 |  |  | * |  |  | None | *
2 | - 01_MCYS06_ASSY_L_UP_RS_EBS | MCYS06 LABELS ASSY UP SECTION RS | B | Sub-assembly | Active |  | 1 | 1 |  |  |  | Item | 1 | EA | 100 | 1 | 1 | Date |  |  | 2024-09-30 15:41 |  | * | [6 empty] | 1 |  | 1 | 0.54103 |  | 0.60595 | 127.541 |  |  | * |  |  | None | *
3 | - IP-57824 | ROWMARK ULTRA-MATTES BLACK/WHITE 1/8" ENGRAVING PLASTIC # 342402 | 0 | Sub-assembly | Active |  | 1 | 1 |  |  |  | Item | 2 | EA | 100 | 1 | 2 | Date |  |  | 2024-09-30 15:41 |  | * | [6 empty] | 2 |  | 1 | 0 |  | 0 | 7 |  |  | * |  |  | None | *
4 | 10-HOAL-SS0112 | ROWMARK ULTRA-MATTES BLACK/WHITE 1/8" ENGRAVING PLASTIC # 342402 | 0 | Purchased Item | Active |  | 1 | 1 |  |  |  | Item | 0.07 | SFT | 100 | 1 | 0.14 | Date |  |  | 2024-09-30 15:41 |  | * | [6 empty] | 0.14 |  | 1 | 5 |  | 0 | 6 |  |  | * |  |  | None | *
3 | - IP-66103 | ROWMARK ULTRA-MATTES BLACK/WHITE 1/8" ENGRAVING PLASTIC # 342402 | 0 | Sub-assembly | Active |  | 2 | 1 |  |  |  | Item | 1 | EA | 100 | 1 | 1 | Date |  |  | 2024-09-30 15:41 |  | * | [6 empty] | 1 |  | 1 | 0 |  | 0 | 7 |  |  | * |  |  | None | *
4 | 10-HOAL-SS0112 | ROWMARK ULTRA-MATTES BLACK/WHITE 1/8" ENGRAVING PLASTIC # 342402 | 0 | Purchased Item | Active |  | 1 | 1 |  |  |  | Item | 0.1125 | SFT | 100 | 1 | 0.1125 | Date |  |  | 2024-09-30 15:41 |  | * | [6 empty] | 0.1125 |  | 1 | 5 |  | 0 | 6 |  |  | * |  |  | None | *
3 | 186132P1 | LABEL C.O.G. INDICATOR | 0 | Purchased Item | Active |  | 3 | 1 |  |  |  | Item | 3 | EA | 100 | 1 | 3 | Date |  |  | 2024-10-12 |  | * | [6 empty] | 3 |  | 1 | 70 |  | 0 | 71 |  |  | * |  |  | None | *
3 | - IP-66088 | ROWMARK ULTRA-MATTES BLACK/WHITE 1/8" ENGRAVING PLASTIC # 342402 | 0 | Sub-assembly | Active |  | 4 | 1 |  |  |  | Item | 1 | EA | 100 | 1 | 1 | Date |  |  | 2024-09-30 15:41 |  | * | [6 empty] | 1 |  | 1 | 0 |  | 0 | 7 |  |  | * |  |  | None | *
4 | 10-HOAL-SS0112 | ROWMARK ULTRA-MATTES BLACK/WHITE 1/8" ENGRAVING PLASTIC # 342402 | 0 | Purchased Item | Active |  | 1 | 1 |  |  |  | Item | 0.1125 | SFT | 100 | 1 | 0.1125 | Date |  |  | 2024-09-30 15:41 |  | * | [6 empty] | 0.1125 |  | 1 | 5 |  | 0 | 6 |  |  | * |  |  | None | *
3 | - IP-66089 | ROWMARK ULTRA-MATTES BLACK/WHITE 1/8" ENGRAVING PLASTIC # 342402 | 0 | Sub-assembly | Active |  | 5 | 1 |  |  |  | Item | 1 | EA | 100 | 1 | 1 | Date |  |  | 2024-09-30 15:41 |  | * | [6 empty] | 1 |  | 1 | 0 |  | 0 | 7 |  |  | * |  |  | None | *
4 | 10-HOAL-SS0112 | ROWMARK ULTRA-MATTES BLACK/WHITE 1/8" ENGRAVING PLASTIC # 342402 | 0 | Purchased Item | Active |  | 1 | 1 |  |  |  | Item | 0.1125 | SFT | 100 | 1 | 0.1125 | Date |  |  | 2024-09-30 15:41 |  | * | [6 empty] | 0.1125 |  | 1 | 5 |  | 0 | 6 |  |  | * |  |  | None | *
3 | - IP-66100 | ROWMARK ULTRA-MATTES BLACK/WHITE 1/8" ENGRAVING PLASTIC # 342402 | 0 | Sub-assembly | Active |  | 6 | 1 |  |  |  | Item | 1 | EA | 100 | 1 | 1 | Date |  |  | 2024-09-30 15:41 |  | * | [6 empty] | 1 |  | 1 | 0 |  | 0 | 7 |  |  | * |  |  | None | *
4 | 10-HOAL-SS0112 | ROWMARK ULTRA-MATTES BLACK/WHITE 1/8" ENGRAVING PLASTIC # 342402 | 0 | Purchased Item | Active |  | 1 | 1 |  |  |  | Item | 0.1125 | SFT | 100 | 1 | 0.1125 | Date |  |  | 2024-09-30 15:41 |  | * | [6 empty] | 0.1125 |  | 1 | 5 |  | 0 | 6 |  |  | * |  |  | None | *
3 | - IP-66101 | ROWMARK ULTRA-MATTES BLACK/WHITE 1/8" ENGRAVING PLASTIC # 342402 | 0 | Sub-assembly | Active |  | 7 | 1 |  |  |  | Item | 1 | EA | 100 | 1 | 1 | Date |  |  | 2024-09-30 15:41 |  | * | [6 empty] | 1 |  | 1 | 0 |  | 0 | 7 |  |  | * |  |  | None | *
4 | 10-HOAL-SS0112 | ROWMARK ULTRA-MATTES BLACK/WHITE 1/8" ENGRAVING PLASTIC # 342402 | 0 | Purchased Item | Active |  | 1 | 1 |  |  |  | Item | 0.1125 | SFT | 100 | 1 | 0.1125 | Date |  |  | 2024-09-30 15:41 |  | * | [6 empty] | 0.1125 |  | 1 | 5 |  | 0 | 6 |  |  | * |  |  | None | *
3 | - IP-66102 | ROWMARK ULTRA-MATTES BLACK/WHITE 1/8" ENGRAVING PLASTIC # 342402 | 0 | Sub-assembly | Active |  | 8 | 1 |  |  |  | Item | 1 | EA | 100 | 1 | 1 | Date |  |  | 2024-09-30 15:41 |  | * | [6 empty] | 1 |  | 1 | 0 |  | 0 | 7 |  |  | * |  |  | None | *
4 | 10-HOAL-SS0112 | ROWMARK ULTRA-MATTES BLACK/WHITE 1/8" ENGRAVING PLASTIC # 342402 | 0 | Purchased Item | Active |  | 1 | 1 |  |  |  | Item | 0.1125 | SFT | 100 | 1 | 0.1125 | Date |  |  | 2024-09-30 15:41 |  | * | [6 empty] | 0.1125 |  | 1 | 5 |  | 0 | 6 |  |  | * |  |  | None | *
3 | - IP-57823 | ROWMARK ULTRA-MATTES BLACK/WHITE 1/8" ENGRAVING PLASTIC # 342402 | 0 | Sub-assembly | Active |  | 9 | 1 |  |  |  | Item | 2 | EA | 100 | 1 | 2 | Date |  |  | 2024-09-30 15:41 |  | * | [6 empty] | 2 |  | 1 | 0 |  | 0 | 7 |  |  | * |  |  | None | *
4 | 10-HOAL-SS0112 | ROWMARK ULTRA-MATTES BLACK/WHITE 1/8" ENGRAVING PLASTIC # 342402 | 0 | Purchased Item | Active |  | 1 | 1 |  |  |  | Item | 0.1125 | SFT | 100 | 1 | 0.225 | Date |  |  | 2024-09-30 15:41 |  | * | [6 empty] | 0.225 |  | 1 | 5 |  | 0 | 6 |  |  | * |  |  | None | *
3 | - IP-57822 | ROWMARK ULTRA-MATTES BLACK/WHITE 1/8" ENGRAVING PLASTIC # 342402 | 0 | Sub-assembly | Active |  | 10 | 1 |  |  |  | Item | 2 | EA | 100 | 1 | 2 | Date |  |  | 2024-09-30 15:41 |  | * | [6 empty] | 2 |  | 1 | 0 |  | 0 | 7 |  |  | * |  |  | None | *
4 | 10-HOAL-SS0112 | ROWMARK ULTRA-MATTES BLACK/WHITE 1/8" ENGRAVING PLASTIC # 342402 | 0 | Purchased Item | Active |  | 1 | 1 |  |  |  | Item | 0.1125 | SFT | 100 | 1 | 0.225 | Date |  |  | 2024-09-30 15:41 |  | * | [6 empty] | 0.225 |  | 1 | 5 |  | 0 | 6 |  |  | * |  |  | None | *
3 | - IP-57821 | UPS POWER IN LABEL | 0 | Sub-assembly | Active |  | 11 | 1 |  |  |  | Item | 2 | EA | 100 | 1 | 2 | Date |  |  | 2024-09-30 15:41 |  | * | [6 empty] | 2 |  | 1 | 0 |  | 0 | 7 |  |  | * |  |  | None | *
4 | 10-HOAL-SS0112 | ROWMARK ULTRA-MATTES BLACK/WHITE 1/8" ENGRAVING PLASTIC # 342402 | 0 | Purchased Item | Active |  | 1 | 1 |  |  |  | Item | 0.07 | SFT | 100 | 1 | 0.14 | Date |  |  | 2024-09-30 15:41 |  | * | [6 empty] | 0.14 |  | 1 | 5 |  | 0 | 6 |  |  | * |  |  | None | *
3 | - IP-66090 | ROWMARK ULTRA-MATTES BLACK/WHITE 1/8" ENGRAVING PLASTIC # 342402 | 0 | Sub-assembly | Active |  | 12 | 1 |  |  |  | Item | 1 | EA | 100 | 1 | 1 | Date |  |  | 2024-09-30 15:41 |  | * | [6 empty] | 1 |  | 1 | 0 |  | 0 | 7 |  |  | * |  |  | None | *
4 | 10-HOAL-SS0112 | ROWMARK ULTRA-MATTES BLACK/WHITE 1/8" ENGRAVING PLASTIC # 342402 | 0 | Purchased Item | Active |  | 1 | 1 |  |  |  | Item | 0.1125 | SFT | 100 | 1 | 0.1125 | Date |  |  | 2024-09-30 15:41 |  | * | [6 empty] | 0.1125 |  | 1 | 5 |  | 0 | 6 |  |  | * |  |  | None | *
3 | - IP-57820 | UPS POWER OUT B LABEL | 0 | Sub-assembly | Active |  | 13 | 1 |  |  |  | Item | 2 | EA | 100 | 1 | 2 | Date |  |  | 2024-09-30 15:41 |  | * | [6 empty] | 2 |  | 1 | 0 |  | 0 | 7 |  |  | * |  |  | None | *
4 | 10-HOAL-SS0112 | ROWMARK ULTRA-MATTES BLACK/WHITE 1/8" ENGRAVING PLASTIC # 342402 | 0 | Purchased Item | Active |  | 1 | 1 |  |  |  | Item | 0.07 | SFT | 100 | 1 | 0.14 | Date |  |  | 2024-09-30 15:41 |  | * | [6 empty] | 0.14 |  | 1 | 5 |  | 0 | 6 |  |  | * |  |  | None | *
3 | 75-BR-146325A | 1/4" DIAMETER, 0.0630"-0.25" MATERIAL THICKNESS, ALUMINUM BLIND RIVET WITH ALUMINUM MANDREL MCMASTER# 97447A651 | 0 | Purchased Item | Active |  | 15 | 1 |  |  |  | Item | 16 | EA | 100 | 1 | 16 | Date |  |  | 2024-09-30 15:41 |  | * | [6 empty] | 16 |  | 1 | 125 |  | 0 | 126 |  |  | * |  |  | None | *
3 | - IP-66095 | ROWMARK ULTRA-MATTES BLACK/WHITE 1/8" ENGRAVING PLASTIC # 342402 | 0 | Sub-assembly | Active |  | 16 | 1 |  |  |  | Item | 1 | EA | 100 | 1 | 1 | Date |  |  | 2024-09-30 15:41 |  | * | [6 empty] | 1 |  | 1 | 0 |  | 0 | 7 |  |  | * |  |  | None | *
4 | 10-HOAL-SS0112 | ROWMARK ULTRA-MATTES BLACK/WHITE 1/8" ENGRAVING PLASTIC # 342402 | 0 | Purchased Item | Active |  | 1 | 1 |  |  |  | Item | 0.1125 | SFT | 100 | 1 | 0.1125 | Date |  |  | 2024-09-30 15:41 |  | * | [6 empty] | 0.1125 |  | 1 | 5 |  | 0 | 6 |  |  | * |  |  | None | *
3 | - IP-66096 | ROWMARK ULTRA-MATTES BLACK/WHITE 1/8" ENGRAVING PLASTIC # 342402 | 0 | Sub-assembly | Active |  | 17 | 1 |  |  |  | Item | 1 | EA | 100 | 1 | 1 | Date |  |  | 2024-09-30 15:41 |  | * | [6 empty] | 1 |  | 1 | 0 |  | 0 | 7 |  |  | * |  |  | None | *
4 | 10-HOAL-SS0112 | ROWMARK ULTRA-MATTES BLACK/WHITE 1/8" ENGRAVING PLASTIC # 342402 | 0 | Purchased Item | Active |  | 1 | 1 |  |  |  | Item | 0.1125 | SFT | 100 | 1 | 0.1125 | Date |  |  | 2024-09-30 15:41 |  | * | [6 empty] | 0.1125 |  | 1 | 5 |  | 0 | 6 |  |  | * |  |  | None | *
3 | - IP-57819 | 120V CONTROL B LABEL | 0 | Sub-assembly | Active |  | 18 | 1 |  |  |  | Item | 2 | EA | 100 | 1 | 2 | Date |  |  | 2024-09-30 15:41 |  | * | [6 empty] | 2 |  | 1 | 0 |  | 0 | 7 |  |  | * |  |  | None | *
4 | 10-HOAL-SS0112 | ROWMARK ULTRA-MATTES BLACK/WHITE 1/8" ENGRAVING PLASTIC # 342402 | 0 | Purchased Item | Active |  | 1 | 1 |  |  |  | Item | 0.07 | SFT | 100 | 1 | 0.14 | Date |  |  | 2024-09-30 15:41 |  | * | [6 empty] | 0.14 |  | 1 | 5 |  | 0 | 6 |  |  | * |  |  | None | *
3 | - IP-66097 | ROWMARK ULTRA-MATTES BLACK/WHITE 1/8" ENGRAVING PLASTIC # 342402 | 0 | Sub-assembly | Active |  | 19 | 1 |  |  |  | Item | 1 | EA | 100 | 1 | 1 | Date |  |  | 2024-09-30 15:41 |  | * | [6 empty] | 1 |  | 1 | 0 |  | 0 | 7 |  |  | * |  |  | None | *
4 | 10-HOAL-SS0112 | ROWMARK ULTRA-MATTES BLACK/WHITE 1/8" ENGRAVING PLASTIC # 342402 | 0 | Purchased Item | Active |  | 1 | 1 |  |  |  | Item | 0.1125 | SFT | 100 | 1 | 0.1125 | Date |  |  | 2024-09-30 15:41 |  | * | [6 empty] | 0.1125 |  | 1 | 5 |  | 0 | 6 |  |  | * |  |  | None | *
3 | 75-RIVET-0050 | 304 STAINLESS STEEL - POP RIVET - 1/8" X .188-250" LONG | 0 | Purchased Item | Active |  | 20 | 1 |  |  |  | Item | 28 | EA | 100 | 1 | 28 | Date |  |  | 2024-09-30 15:41 |  | * | [6 empty] | 28 |  | 1 | 20 |  | 0 | 21 |  |  | * |  |  | None | *
3 | - IP-57817 | SIEMENS B LABEL | 0 | Sub-assembly | Active |  | 21 | 1 |  |  |  | Item | 3 | EA | 100 | 1 | 3 | Date |  |  | 2024-09-30 15:41 |  | * | [6 empty] | 3 |  | 1 | 0 |  | 0 | 7 |  |  | * |  |  | None | *
4 | 10-HOAL-SS0112 | ROWMARK ULTRA-MATTES BLACK/WHITE 1/8" ENGRAVING PLASTIC # 342402 | 0 | Purchased Item | Active |  | 1 | 1 |  |  |  | Item | 0.07 | SFT | 100 | 1 | 0.21 | Date |  |  | 2024-09-30 15:41 |  | * | [6 empty] | 0.21 |  | 1 | 5 |  | 0 | 6 |  |  | * |  |  | None | *
3 | - IP-66098 | ROWMARK ULTRA-MATTES BLACK/WHITE 1/8" ENGRAVING PLASTIC # 342402 | 0 | Sub-assembly | Active |  | 22 | 1 |  |  |  | Item | 1 | EA | 100 | 1 | 1 | Date |  |  | 2024-09-30 15:41 |  | * | [6 empty] | 1 |  | 1 | 0 |  | 0 | 7 |  |  | * |  |  | None | *
4 | 10-HOAL-SS0112 | ROWMARK ULTRA-MATTES BLACK/WHITE 1/8" ENGRAVING PLASTIC # 342402 | 0 | Purchased Item | Active |  | 1 | 1 |  |  |  | Item | 0.1125 | SFT | 100 | 1 | 0.1125 | Date |  |  | 2024-09-30 15:41 |  | * | [6 empty] | 0.1125 |  | 1 | 5 |  | 0 | 6 |  |  | * |  |  | None | *
3 | - IP-57816 | ROWMARK ULTRA-MATTES BLACK/WHITE 1/8" ENGRAVING PLASTIC # 342402 | 0 | Sub-assembly | Active |  | 23 | 1 |  |  |  | Item | 2 | EA | 100 | 1 | 2 | Date |  |  | 2024-09-30 15:41 |  | * | [6 empty] | 2 |  | 1 | 0 |  | 0 | 7 |  |  | * |  |  | None | *
4 | 10-HOAL-SS0112 | ROWMARK ULTRA-MATTES BLACK/WHITE 1/8" ENGRAVING PLASTIC # 342402 | 0 | Purchased Item | Active |  | 1 | 1 |  |  |  | Item | 0.07 | SFT | 100 | 1 | 0.14 | Date |  |  | 2024-09-30 15:41 |  | * | [6 empty] | 0.14 |  | 1 | 5 |  | 0 | 6 |  |  | * |  |  | None | *
3 | - IP-66091 | ROWMARK ULTRA-MATTES BLACK/WHITE 1/8" ENGRAVING PLASTIC # 342402 | 0 | Sub-assembly | Active |  | 24 | 1 |  |  |  | Item | 1 | EA | 100 | 1 | 1 | Date |  |  | 2024-09-30 15:41 |  | * | [6 empty] | 1 |  | 1 | 0 |  | 0 | 7 |  |  | * |  |  | None | *
4 | 10-HOAL-SS0112 | ROWMARK ULTRA-MATTES BLACK/WHITE 1/8" ENGRAVING PLASTIC # 342402 | 0 | Purchased Item | Active |  | 1 | 1 |  |  |  | Item | 0.1125 | SFT | 100 | 1 | 0.1125 | Date |  |  | 2024-09-30 15:41 |  | * | [6 empty] | 0.1125 |  | 1 | 5 |  | 0 | 6 |  |  | * |  |  | None | *
3 | - IP-57815 | 120v control A | 0 | Sub-assembly | Active |  | 25 | 1 |  |  |  | Item | 2 | EA | 100 | 1 | 2 | Date |  |  | 2024-09-30 15:41 |  | * | [6 empty] | 2 |  | 1 | 0 |  | 0 | 7 |  |  | * |  |  | None | *
4 | 10-HOAL-SS0112 | ROWMARK ULTRA-MATTES BLACK/WHITE 1/8" ENGRAVING PLASTIC # 342402 | 0 | Purchased Item | Active |  | 1 | 1 |  |  |  | Item | 0.07 | SFT | 100 | 1 | 0.14 | Date |  |  | 2024-09-30 15:41 |  | * | [6 empty] | 0.14 |  | 1 | 5 |  | 0 | 6 |  |  | * |  |  | None | *
3 | - IP-66092 | ROWMARK ULTRA-MATTES BLACK/WHITE 1/8" ENGRAVING PLASTIC # 342402 | 0 | Sub-assembly | Active |  | 26 | 1 |  |  |  | Item | 1 | EA | 100 | 1 | 1 | Date |  |  | 2024-09-30 15:41 |  | * | [6 empty] | 1 |  | 1 | 0 |  | 0 | 7 |  |  | * |  |  | None | *
4 | 10-HOAL-SS0112 | ROWMARK ULTRA-MATTES BLACK/WHITE 1/8" ENGRAVING PLASTIC # 342402 | 0 | Purchased Item | Active |  | 1 | 1 |  |  |  | Item | 0.1125 | SFT | 100 | 1 | 0.1125 | Date |  |  | 2024-09-30 15:41 |  | * | [6 empty] | 0.1125 |  | 1 | 5 |  | 0 | 6 |  |  | * |  |  | None | *
3 | - IP-66093 | ROWMARK ULTRA-MATTES BLACK/WHITE 1/8" ENGRAVING PLASTIC # 342402 | 0 | Sub-assembly | Active |  | 27 | 1 |  |  |  | Item | 1 | EA | 100 | 1 | 1 | Date |  |  | 2024-09-30 15:41 |  | * | [6 empty] | 1 |  | 1 | 0 |  | 0 | 7 |  |  | * |  |  | None | *
4 | 10-HOAL-SS0112 | ROWMARK ULTRA-MATTES BLACK/WHITE 1/8" ENGRAVING PLASTIC # 342402 | 0 | Purchased Item | Active |  | 1 | 1 |  |  |  | Item | 0.1125 | SFT | 100 | 1 | 0.1125 | Date |  |  | 2024-09-30 15:41 |  | * | [6 empty] | 0.1125 |  | 1 | 5 |  | 0 | 6 |  |  | * |  |  | None | *
3 | - IP-57813 | ROWMARK ULTRA-MATTES BLACK/WHITE 1/8" ENGRAVING PLASTIC # 342402 | 0 | Sub-assembly | Active |  | 28 | 1 |  |  |  | Item | 2 | EA | 100 | 1 | 2 | Date |  |  | 2024-09-30 15:41 |  | * | [6 empty] | 2 |  | 1 | 0 |  | 0 | 7 |  |  | * |  |  | None | *
4 | 10-HOAL-SS0112 | ROWMARK ULTRA-MATTES BLACK/WHITE 1/8" ENGRAVING PLASTIC # 342402 | 0 | Purchased Item | Active |  | 1 | 1 |  |  |  | Item | 0.07 | SFT | 100 | 1 | 0.14 | Date |  |  | 2024-09-30 15:41 |  | * | [6 empty] | 0.14 |  | 1 | 5 |  | 0 | 6 |  |  | * |  |  | None | *
3 | - IP-66094 | ROWMARK ULTRA-MATTES BLACK/WHITE 1/8" ENGRAVING PLASTIC # 342402 | 0 | Sub-assembly | Active |  | 29 | 1 |  |  |  | Item | 1 | EA | 100 | 1 | 1 | Date |  |  | 2024-09-30 15:41 |  | * | [6 empty] | 1 |  | 1 | 0 |  | 0 | 7 |  |  | * |  |  | None | *
4 | 10-HOAL-SS0112 | ROWMARK ULTRA-MATTES BLACK/WHITE 1/8" ENGRAVING PLASTIC # 342402 | 0 | Purchased Item | Active |  | 1 | 1 |  |  |  | Item | 0.1125 | SFT | 100 | 1 | 0.1125 | Date |  |  | 2024-09-30 15:41 |  | * | [6 empty] | 0.1125 |  | 1 | 5 |  | 0 | 6 |  |  | * |  |  | None | *
3 | - IP-66099 | ROWMARK ULTRA-MATTES BLACK/WHITE 1/8" ENGRAVING PLASTIC # 342402 | 0 | Sub-assembly | Active |  | 30 | 1 |  |  |  | Item | 1 | EA | 100 | 1 | 1 | Date |  |  | 2024-09-30 15:41 |  | * | [6 empty] | 1 |  | 1 | 0 |  | 0 | 7 |  |  | * |  |  | None | *
4 | 10-HOAL-SS0112 | ROWMARK ULTRA-MATTES BLACK/WHITE 1/8" ENGRAVING PLASTIC # 342402 | 0 | Purchased Item | Active |  | 1 | 1 |  |  |  | Item | 0.1125 | SFT | 100 | 1 | 0.1125 | Date |  |  | 2024-09-30 15:41 |  | * | [6 empty] | 0.1125 |  | 1 | 5 |  | 0 | 6 |  |  | * |  |  | None | *
3 | - MCYSC4-LABELS-57790 | Label plate assembly | 0 | Sub-assembly | Active |  | 31 | 1 |  |  |  | Item | 2 | EA | 100 | 1 | 2 | Date |  |  | 2024-09-30 15:41 |  | * | [6 empty] | 2 |  | 1 | 0 |  | 0 | 13 |  |  | * |  |  | None | *
4 | - IP-57789 | Label Plate | 0 | Sub-assembly | Active |  | 1 | 1 |  |  |  | Item | 1 | EA | 100 | 1 | 2 | Date |  |  | 2024-09-30 15:41 |  | * | [6 empty] | 2 |  | 1 | 0 |  | 0 | 12 |  |  | * |  |  | None | *
5 | 45-304L-C0110 | STEEL,304-L S/S,16 GA,60" COIL | 0 | Purchased Item | Active |  | 1 | 1 |  |  |  | Item | 0.167 | SFT | 100 | 1 | 0.334 | Date |  |  | 2024-09-30 15:41 |  | * | [6 empty] | 0.334 |  | 1 | 10 |  | 0 | 11 |  |  | * |  |  | None | *
4 | - 301094P3 | LABEL WARNING HIGH SPEED FAN | 0 | Purchased Item | Active |  | 2 | 1 |  |  |  | Item | 1 | EA | 100 | 1 | 2 | Date |  |  | 2024-10-12 |  | * | [6 empty] | 2 |  | 1 | 5 |  | 0 | 6 |  |  | * |  |  | None | *
5 | 168187 | PRE-PRINTED LABEL SPEC | 0 | Reference Item - Document Management | Active |  | 1 | 1 |  |  |  | Item | 0 | REF | 100 | 1 | 0 | Date |  |  | 2024-10-12 |  | * | [6 empty] | 0 |  | 1 | 5 |  | 0 | 5 | [5 empty] | None
5 | 301094 | LABEL WARNING HIGH SPEED BLWR | 0 | Reference Item - Document Management | Active |  | 99999 | 1 |  |  |  | Item | 0 | EA | 100 | 1 | 0 | Date |  |  | 2024-10-12 |  | * | [6 empty] | 0 |  | 1 | 5 |  | 0 | 5 | [5 empty] | None
3 | - IP-57812 | ROWMARK ULTRA-MATTES BLACK/WHITE 1/8" ENGRAVING PLASTIC # 342402 | 0 | Sub-assembly | Active |  | 32 | 1 |  |  |  | Item | 2 | EA | 100 | 1 | 2 | Date |  |  | 2024-09-30 15:41 |  | * | [6 empty] | 2 |  | 1 | 0 |  | 0 | 7 |  |  | * |  |  | None | *
4 | 10-HOAL-SS0112 | ROWMARK ULTRA-MATTES BLACK/WHITE 1/8" ENGRAVING PLASTIC # 342402 | 0 | Purchased Item | Active |  | 1 | 1 |  |  |  | Item | 0.07 | SFT | 100 | 1 | 0.14 | Date |  |  | 2024-09-30 15:41 |  | * | [6 empty] | 0.14 |  | 1 | 5 |  | 0 | 6 |  |  | * |  |  | None | *
3 | - IP-57834 | 14ga SS 304L Solid 60x144 | 0 | Sub-assembly | Active |  | 33 | 1 |  |  |  | Item | 8 | EA | 100 | 1 | 8 | Date |  |  | 2024-09-30 15:41 |  | * | [6 empty] | 8 |  | 1 | 0.064923 |  | 0.064923 | 32.0649 |  |  | * |  |  | None | *
4 | 75-TAGS-23210 | BLANK TAGS, BRASS, ROUND, 1-1/2" X 1-1/2", (25 PK) PN 15Y745 | 0 | Purchased Item | Active |  | 1 | 1 |  |  |  | Item | 1 | EA | 100 | 1 | 8 | Date |  |  | 2024-09-30 15:41 |  | * | [6 empty] | 8 |  | 1 | 30 |  | 0 | 31 |  |  | * |  |  | None | *
3 | - IP-57811 | ROWMARK ULTRA-MATTES BLACK/WHITE 1/8" ENGRAVING PLASTIC # 342402 | 0 | Sub-assembly | Active |  | 34 | 1 |  |  |  | Item | 2 | EA | 100 | 1 | 2 | Date |  |  | 2024-09-30 15:41 |  | * | [6 empty] | 2 |  | 1 | 0 |  | 0 | 7 |  |  | * |  |  | None | *
4 | 10-HOAL-SS0112 | ROWMARK ULTRA-MATTES BLACK/WHITE 1/8" ENGRAVING PLASTIC # 342402 | 0 | Purchased Item | Active |  | 1 | 1 |  |  |  | Item | 0.07 | SFT | 100 | 1 | 0.14 | Date |  |  | 2024-09-30 15:41 |  | * | [6 empty] | 0.14 |  | 1 | 5 |  | 0 | 6 |  |  | * |  |  | None | *
3 | - IP-57797 | DuraBlack label sheet, 020" - | 0 | Sub-assembly | Active |  | 35 | 1 |  |  |  | Item | 1 | EA | 100 | 1 | 1 | Date |  |  | 2024-09-30 15:41 |  | * | [6 empty] | 1 |  | 1 | 0 |  | 0 | 7 |  |  | * |  |  | None | *
4 | 10037119 | DuraBlack label sheet, 020" - 12"x20", JORLINK, Aluminium, No Adh. Matte Black. | 0 | Purchased Item | Active |  | 1 | 1 |  |  |  | Item | 1 | EA | 100 | 1 | 1 | Date |  |  | 2024-10-12 |  | * | [6 empty] | 1 |  | 1 | 5 |  | 0 | 6 |  |  | * |  |  | None | *
2 | - MCYS06-SMA-68068 | MESH ASSY RS | 0 | Sub-assembly | Active |  | 2 | 1 |  |  |  | Item | 1 | EA | 100 | 1 | 1 | Date |  |  | 2024-09-30 15:41 |  | * | [6 empty] | 1 |  | 1 | 0 |  | 1.688 | 42 |  |  | * |  |  | None | *
3 | 75-W-14-BN1458 | ZINC PLATED-NEOPRENE WASHER-9/32"ID - 5/8"OD | 0 | Purchased Item | Active |  | 1 | 1 |  |  |  | Item | 80 | EA | 100 | 1 | 80 | Date |  |  | 2024-09-30 15:41 |  | * | [6 empty] | 80 |  | 1 | 40 |  | 0 | 41 |  |  | * |  |  | None | *
3 | - MCYSC4-SMA-60251 | PARED DE MALLA 3 - RS | A | Sub-assembly | Active |  | 2 | 1 |  |  |  | Item | 1 | EA | 100 | 1 | 1 | Date |  |  | 2024-09-30 15:41 |  | * | [6 empty] | 1 |  | 1 | 1.6231 |  | 1.688 | 29.6231 |  |  | * |  |  | None | *
4 | - IP-57708 | 1" Mesh, .120 Lockcrimp Woven Wire Mesh, 304SS, Sheet 48x120 | A | Sub-assembly | Active |  | 1 | 1 |  |  |  | Item | 4 | EA | 100 | 1 | 4 | Date |  |  | 2024-09-30 15:41 |  | * | [6 empty] | 4 |  | 1 | 0.027051 |  | 0.027051 | 17.0271 |  |  | * |  |  | None | *
5 | 45-PERF-0190 | SQUARE WAVE WIRE MESH, STAINLESS STEEL 304, 1" SQUARE OPENING .88" OPPENING, 0.120" WIRE DIAMETER, LOCKCRIMP , 77% OPEN AREA, SHEET 48X120 | 0 | Purchased Item | Active |  | 1 | 1 |  |  |  | Item | 22.454 | SFT | 100 | 1 | 89.816 | Date |  |  | 2024-09-30 15:41 |  | * | [6 empty] | 89.816 |  | 1 | 15 |  | 0 | 16 |  |  | * |  |  | None | *
4 | 75-SCWH-10-34 | 10X3/4" SELF DRILL SCREW HWH PL | 0 | Purchased Item | Active |  | 2 | 1 |  |  |  | Item | 24 | EA | 100 | 1 | 24 | Date |  |  | 2024-09-30 15:41 |  | * | [6 empty] | 24 |  | 1 | 20 |  | 0 | 21 |  |  | * |  |  | None | *
4 | - MCYSC4-SMA-60252 | SUB ASSY PARED DE MALLA 3 - RS | 0 | Sub-assembly | Active |  | 3 | 1 |  |  |  | Item | 1 | EA | 100 | 1 | 1 | Date |  |  | 2024-09-30 15:41 |  | * | [6 empty] | 1 |  | 1 | 0 |  | 0.064923 | 18.0649 |  |  | * |  |  | None | *
5 | - IP-57810 | 16ga GA Brt coil 60 | A | Sub-assembly | Active |  | 1 | 1 |  |  |  | Item | 1 | EA | 100 | 1 | 1 | Date |  |  | 2024-09-30 15:41 |  | * | [6 empty] | 1 |  | 1 | 0.064923 |  | 0.064923 | 17.0649 |  |  | * |  |  | None | *
6 | 45-GALC-0275 | STEEL,GALV,G90,16 GA,60" COIL | 0 | Purchased Item | Active |  | 1 | 1 |  |  |  | Item | 4.506 | SFT | 100 | 1 | 4.506 | Date |  |  | 2024-09-30 15:41 |  | * | [6 empty] | 4.506 |  | 1 | 15 |  | 0 | 16 |  |  | * |  |  | None | *
5 | - IP-57695 | HatChannel | A | Sub-assembly | Active |  | 2 | 1 |  |  |  | Item | 1 | EA | 100 | 1 | 1 | Date |  |  | 2024-09-30 15:41 |  | * | [6 empty] | 1 |  | 1 | 0.064923 |  | 0.064923 | 17.0649 |  |  | * |  |  | None | *
6 | 45-GALC-0275 | STEEL,GALV,G90,16 GA,60" COIL | 0 | Purchased Item | Active |  | 1 | 1 |  |  |  | Item | 4.506 | SFT | 100 | 1 | 4.506 | Date |  |  | 2024-09-30 15:41 |  | * | [6 empty] | 4.506 |  | 1 | 15 |  | 0 | 16 |  |  | * |  |  | None | *
5 | - IP-57808 | 16ga GA Brt coil 60 | A | Sub-assembly | Active |  | 3 | 1 |  |  |  | Item | 1 | EA | 100 | 1 | 1 | Date |  |  | 2024-09-30 15:41 |  | * | [6 empty] | 1 |  | 1 | 0.064923 |  | 0.064923 | 17.0649 |  |  | * |  |  | None | *
6 | 45-GALC-0275 | STEEL,GALV,G90,16 GA,60" COIL | 0 | Purchased Item | Active |  | 1 | 1 |  |  |  | Item | 7.403 | SFT | 100 | 1 | 7.403 | Date |  |  | 2024-09-30 15:41 |  | * | [6 empty] | 7.403 |  | 1 | 15 |  | 0 | 16 |  |  | * |  |  | None | *
5 | - IP-57707 | MS-1-1 12ga GA BRT | A | Sub-assembly | Active |  | 4 | 1 |  |  |  | Item | 5 | EA | 100 | 1 | 5 | Date |  |  | 2024-09-30 15:41 |  | * | [6 empty] | 5 |  | 1 | 0.064923 |  | 0.064923 | 17.0649 |  |  | * |  |  | None | *
6 | 45-GALV-0329 | STEEL,GALV,G90,12GA,60X144 | 0 | Purchased Item | Active |  | 1 | 1 |  |  |  | Item | 3.476 | SFT | 100 | 1 | 17.38 | Date |  |  | 2024-09-30 15:41 |  | * | [6 empty] | 17.38 |  | 1 | 15 |  | 0 | 16 |  |  | * |  |  | None | *
5 | - IP-57710 | Angle 1-1/2 | A | Sub-assembly | Active |  | 5 | 1 |  |  |  | Item | 2 | EA | 100 | 1 | 2 | Date |  |  | 2024-09-30 15:41 |  | * | [6 empty] | 2 |  | 1 | 0.064923 |  | 0.064923 | 17.0649 |  |  | * |  |  | None | *
6 | 45-GALC-0275 | STEEL,GALV,G90,16 GA,60" COIL | 0 | Purchased Item | Active |  | 1 | 1 |  |  |  | Item | 0.755 | SFT | 100 | 1 | 1.51 | Date |  |  | 2024-09-30 15:41 |  | * | [6 empty] | 1.51 |  | 1 | 15 |  | 0 | 16 |  |  | * |  |  | None | *
5 | - IP-57809 | 16ga GA Brt coil 60 | A | Sub-assembly | Active |  | 6 | 1 |  |  |  | Item | 1 | EA | 100 | 1 | 1 | Date |  |  | 2024-09-30 15:41 |  | * | [6 empty] | 1 |  | 1 | 0.064923 |  | 0.064923 | 17.0649 |  |  | * |  |  | None | *
6 | 45-GALC-0275 | STEEL,GALV,G90,16 GA,60" COIL | 0 | Purchased Item | Active |  | 1 | 1 |  |  |  | Item | 5.47 | SFT | 100 | 1 | 5.47 | Date |  |  | 2024-09-30 15:41 |  | * | [6 empty] | 5.47 |  | 1 | 15 |  | 0 | 16 |  |  | * |  |  | None | *
5 | - IP-57709 | Angle 1-1/2 | A | Sub-assembly | Active |  | 7 | 1 |  |  |  | Item | 2 | EA | 100 | 1 | 2 | Date |  |  | 2024-09-30 15:41 |  | * | [6 empty] | 2 |  | 1 | 0.064923 |  | 0.064923 | 17.0649 |  |  | * |  |  | None | *
6 | 45-GALC-0275 | STEEL,GALV,G90,16 GA,60" COIL | 0 | Purchased Item | Active |  | 1 | 1 |  |  |  | Item | 0.75 | SFT | 100 | 1 | 1.5 | Date |  |  | 2024-09-30 15:41 |  | * | [6 empty] | 1.5 |  | 1 | 15 |  | 0 | 16 |  |  | * |  |  | None | *
4 | 05-CAP-9753K12 | FLEXIBLE VINYL ROUND CAP, PN 9753K12 | 0 | Purchased Item | Active |  | 4 | 1 |  |  |  | Item | 56 | EA | 100 | 1 | 56 | Date |  |  | 2024-09-30 15:41 |  | * | [6 empty] | 56 |  | 1 | 20 |  | 0 | 21 |  |  | * |  |  | None | *
4 | - ETW4-SMA-51186 | ETW4-SMA-51186 | 0 | Sub-assembly | Active |  | 6 | 1 |  |  |  | Item | 72 | EA | 100 | 1 | 72 | Date |  |  | 2024-09-30 15:41 |  | * | [6 empty] | 72 |  | 1 | 0 |  | 0 | 27 |  |  | * |  |  | None | *
5 | 75-SCWH-10-34 | 10X3/4" SELF DRILL SCREW HWH PL | 0 | Purchased Item | Active |  | 3 | 1 |  |  |  | Item | 1 | EA | 100 | 1 | 72 | Date |  |  | 2024-09-30 15:41 |  | * | [6 empty] | 72 |  | 1 | 20 |  | 0 | 21 |  |  | * |  |  | None | *
5 | 75-CLAMP-0018 | 1/8" ID, 11/16" LONG , NYLON PLASTIC LOOP CLAMP COLOR: BLACK MCMASTER# 8876T11 | 0 | Purchased Item | Active |  | 4 | 1 |  |  |  | Item | 1 | EA | 100 | 1 | 72 | Date |  |  | 2024-09-30 15:41 |  | * | [6 empty] | 72 |  | 1 | 25 |  | 0 | 26 |  |  | * |  |  | None | *
4 | 75-CLAMP-0018 | 1/8" ID, 11/16" LONG , NYLON PLASTIC LOOP CLAMP COLOR: BLACK MCMASTER# 8876T11 | 0 | Purchased Item | Active |  | 7 | 1 |  |  |  | Item | 24 | EA | 100 | 1 | 24 | Date |  |  | 2024-09-30 15:41 |  | * | [6 empty] | 24 |  | 1 | 25 |  | 0 | 26 |  |  | * |  |  | None | *
3 | 75-SCWH-14-114 | 1/4-14x1 1/4" SELF DRILL S.H.W PL | 0 | Purchased Item | Active |  | 3 | 1 |  |  |  | Item | 16 | EA | 100 | 1 | 16 | Date |  |  | 2024-09-30 15:41 |  | * | [6 empty] | 16 |  | 1 | 20 |  | 0 | 21 |  |  | * |  |  | None | *
3 | 75-SCWH-14-34SS | 304 STAINLESS STEEL-TEK SCREW-1/4"-14 THREADS PER INCH X 3/4" LONG | 0 | Purchased Item | Active |  | 4 | 1 |  |  |  | Item | 80 | EA | 100 | 1 | 80 | Date |  |  | 2024-09-30 15:41 |  | * | [6 empty] | 80 |  | 1 | 20 |  | 0 | 21 |  |  | * |  |  | None | *
2 | - MCYS06-SMA-68067 | EXA MESH ASSY RS | 0 | Sub-assembly | Active |  | 3 | 1 |  |  |  | Item | 1 | EA | 100 | 1 | 1 | Date |  |  | 2024-09-30 15:41 |  | * | [6 empty] | 1 |  | 1 | 0 |  | 2.7701 | 104.6231 |  |  | * |  |  | None | *
3 | - MCYSC4-SMA-60253 | MESH WALL 1 - RS | A | Sub-assembly | Active |  | 1 | 1 |  |  |  | Item | 1 | EA | 100 | 1 | 1 | Date |  |  | 2024-09-30 15:41 |  | * | [6 empty] | 1 |  | 1 | 1.6231 |  | 2.7701 | 103.6231 |  |  | * |  |  | None | *
4 | 76-PAD-2916158S | 2-9/16" WX 1-5/8" H LIFT-AND-DROP BARREL PADLOCKABLE LATCH, 304 S/S MCMASTER# 10635A65 | 0 | Purchased Item | Active |  | 1 | 1 |  |  |  | Item | 2 | EA | 100 | 1 | 2 | Date |  |  | 2024-09-30 15:41 |  | * | [6 empty] | 2 |  | 1 | 40 |  | 0 | 41 |  |  | * |  |  | None | *
4 | 75-LATC-0154 | LATCH, DRAW, PLTD, LD 1-3/64 DRAW LATCH ZINC PLATED. LATCH DISTANCE 1-3/64". OVERALL SIZE 2 19/64" LG # 1590A13 | 0 | Purchased Item | Active |  | 2 | 1 |  |  |  | Item | 8 | EA | 100 | 1 | 8 | Date |  |  | 2024-09-30 15:41 |  | * | [6 empty] | 8 |  | 1 | 20 |  | 0 | 21 |  |  | * |  |  | None | *
4 | - MCYSC4-SWA-57680 | Mesh | A | Sub-assembly | Active |  | 3 | 1 |  |  |  | Item | 1 | EA | 100 | 1 | 1 | Date |  |  | 2024-09-30 15:41 |  | * | [6 empty] | 1 |  | 1 | 0.54103 |  | 0.60595 | 19.606 |  |  | * |  |  | None | *
5 | - IP-57676 | Mesh | A | Sub-assembly | Active |  | 2 | 1 |  |  |  | Item | 1 | EA | 100 | 1 | 1 | Date |  |  | 2024-09-30 15:41 |  | * | [6 empty] | 1 |  | 1 | 0.027051 |  | 0.027051 | 17.0271 |  |  | * |  |  | None | *
6 | 45-PERF-0195 | 1" Mesh, .120 Lockcrimp Woven Wire Mesh L-442, 77.4% Open Area, LCLC Crimp Style, Square Opening .880", Pre-Galvanized, Sheet 48x120 | 0 | Purchased Item | Active |  | 1 | 1 |  |  |  | Item | 14 | SFT | 100 | 1 | 14 | Date |  |  | 2024-09-30 15:41 |  | * | [6 empty] | 14 |  | 1 | 15 |  | 0 | 16 |  |  | * |  |  | None | *
5 | - IP-57700 | Angle Latch | A | Sub-assembly | Active |  | 3 | 1 |  |  |  | Item | 1 | EA | 100 | 1 | 1 | Date |  |  | 2024-09-30 15:41 |  | * | [6 empty] | 1 |  | 1 | 0.064923 |  | 0.064923 | 17.0649 |  |  | * |  |  | None | *
6 | 45-GALC-0275 | STEEL,GALV,G90,16 GA,60" COIL | 0 | Purchased Item | Active |  | 1 | 1 |  |  |  | Item | 0.043 | SFT | 100 | 1 | 0.043 | Date |  |  | 2024-09-30 15:41 |  | * | [6 empty] | 0.043 |  | 1 | 15 |  | 0 | 16 |  |  | * |  |  | None | *
5 | - MCYS06-SWA-65626 | FRAME ASSY | 0 | Sub-assembly | Active |  | 4 | 1 |  |  |  | Item | 1 | EA | 100 | 1 | 1 | Date |  |  | 2024-09-30 15:41 |  | * | [6 empty] | 1 |  | 1 | 0 |  | 0.064923 | 18.0649 |  |  | * |  |  | None | *
6 | - IP-57679 | 16ga GA Brt coil 60 | A | Sub-assembly | Active |  | 1 | 1 |  |  |  | Item | 2 | EA | 100 | 1 | 2 | Date |  |  | 2024-09-30 15:41 |  | * | [6 empty] | 2 |  | 1 | 0.064923 |  | 0.064923 | 17.0649 |  |  | * |  |  | None | *
7 | 45-GALC-0275 | STEEL,GALV,G90,16 GA,60" COIL | 0 | Purchased Item | Active |  | 1 | 1 |  |  |  | Item | 1.68 | SFT | 100 | 1 | 3.36 | Date |  |  | 2024-09-30 15:41 |  | * | [6 empty] | 3.36 |  | 1 | 15 |  | 0 | 16 |  |  | * |  |  | None | *
6 | - IP-57678 | 16ga GA Brt coil 60 | A | Sub-assembly | Active |  | 2 | 1 |  |  |  | Item | 2 | EA | 100 | 1 | 2 | Date |  |  | 2024-09-30 15:41 |  | * | [6 empty] | 2 |  | 1 | 0.064923 |  | 0.064923 | 17.0649 |  |  | * |  |  | None | *
7 | 45-GALC-0275 | STEEL,GALV,G90,16 GA,60" COIL | 0 | Purchased Item | Active |  | 1 | 1 |  |  |  | Item | 0.49 | SFT | 100 | 1 | 0.98 | Date |  |  | 2024-09-30 15:41 |  | * | [6 empty] | 0.98 |  | 1 | 15 |  | 0 | 16 |  |  | * |  |  | None | *
4 | - MCYSC4-SWA-57685 | Mesh | A | Sub-assembly | Active |  | 4 | 1 |  |  |  | Item | 2 | EA | 100 | 1 | 2 | Date |  |  | 2024-09-30 15:41 |  | * | [6 empty] | 2 |  | 1 | 0.54103 |  | 0.60595 | 18.606 |  |  | * |  |  | None | *
5 | - IP-57675 | 16ga GA Brt coil 60 | A | Sub-assembly | Active |  | 1 | 1 |  |  |  | Item | 2 | EA | 100 | 1 | 4 | Date |  |  | 2024-09-30 15:41 |  | * | [6 empty] | 4 |  | 1 | 0.064923 |  | 0.064923 | 17.0649 |  |  | * |  |  | None | *
6 | 45-GALC-0250 | STEEL,GALV,G90,16 GA,48" COIL | 0 | Purchased Item | Active |  | 100009 | 1 |  |  |  | Item | 1.75 | SFT | 100 | 1 | 7 | Date |  |  | 2024-10-15 10:51 |  | * |  |  | WIP_APU-1 |  |  |  | 7 |  | 1 | 15 |  | 0 | 16 |  |  | * |  |  | None | *
5 | - IP-57686 | 0.120 GA BRT Wire | A | Sub-assembly | Active |  | 2 | 1 |  |  |  | Item | 1 | EA | 100 | 1 | 2 | Date |  |  | 2024-09-30 15:41 |  | * | [6 empty] | 2 |  | 1 | 0.027051 |  | 0.027051 | 17.0271 |  |  | * |  |  | None | *
6 | 45-PERF-0195 | 1" Mesh, .120 Lockcrimp Woven Wire Mesh L-442, 77.4% Open Area, LCLC Crimp Style, Square Opening .880", Pre-Galvanized, Sheet 48x120 | 0 | Purchased Item | Active |  | 1 | 1 |  |  |  | Item | 17.75 | SFT | 100 | 1 | 35.5 | Date |  |  | 2024-09-30 15:41 |  | * | [6 empty] | 35.5 |  | 1 | 15 |  | 0 | 16 |  |  | * |  |  | None | *
5 | - IP-57684 | 16ga GA Brt coil 60 | A | Sub-assembly | Active |  | 3 | 1 |  |  |  | Item | 2 | EA | 100 | 1 | 4 | Date |  |  | 2024-09-30 15:41 |  | * | [6 empty] | 4 |  | 1 | 0.064923 |  | 0.064923 | 17.0649 |  |  | * |  |  | None | *
6 | 45-GALC-0250 | STEEL,GALV,G90,16 GA,48" COIL | 0 | Purchased Item | Active |  | 100009 | 1 |  |  |  | Item | 0.612 | SFT | 100 | 1 | 2.448 | Date |  |  | 2024-10-15 11:05 |  | * |  |  | WIP_APU-1 |  |  |  | 2.448 |  | 1 | 15 |  | 0 | 16 |  |  | * |  |  | None | *
4 | 05-CAP-9753K12 | FLEXIBLE VINYL ROUND CAP, PN 9753K12 | 0 | Purchased Item | Active |  | 5 | 1 |  |  |  | Item | 88 | EA | 100 | 1 | 88 | Date |  |  | 2024-09-30 15:41 |  | * | [6 empty] | 88 |  | 1 | 20 |  | 0 | 21 |  |  | * |  |  | None | *
4 | - IP-57698 | Piano Hinge 2" | 0 | Sub-assembly | Active |  | 7 | 1 |  |  |  | Item | 2 | EA | 100 | 1 | 2 | Date |  |  | 2024-09-30 15:41 |  | * | [6 empty] | 2 |  | 1 | 0 |  | 0 | 7 |  |  | * |  |  | None | *
5 | 75-HINGE-0100 | PIANO HINGE STAINLESS STEEL - 2X72 - 1582A343 | 0 | Purchased Item | Active |  | 1 | 1 |  |  |  | Item | 1 | EA | 100 | 1 | 2 | Date |  |  | 2024-09-30 15:41 |  | * | [6 empty] | 2 |  | 1 | 5 |  | 0 | 6 |  |  | * |  |  | None | *
4 | - MCYSC4-SWA-57677 | Mesh | A | Sub-assembly | Active |  | 8 | 1 |  |  |  | Item | 2 | EA | 100 | 1 | 2 | Date |  |  | 2024-09-30 15:41 |  | * | [6 empty] | 2 |  | 1 | 1.0821 |  | 1.147 | 20.147 |  |  | * |  |  | None | *
5 | - IP-57676 | Mesh | A | Sub-assembly | Active |  | 1 | 1 |  |  |  | Item | 1 | EA | 100 | 1 | 2 | Date |  |  | 2024-09-30 15:41 |  | * | [6 empty] | 2 |  | 1 | 0.027051 |  | 0.027051 | 17.0271 |  |  | * |  |  | None | *
6 | 45-PERF-0195 | 1" Mesh, .120 Lockcrimp Woven Wire Mesh L-442, 77.4% Open Area, LCLC Crimp Style, Square Opening .880", Pre-Galvanized, Sheet 48x120 | 0 | Purchased Item | Active |  | 1 | 1 |  |  |  | Item | 14 | SFT | 100 | 1 | 28 | Date |  |  | 2024-09-30 15:41 |  | * | [6 empty] | 28 |  | 1 | 15 |  | 0 | 16 |  |  | * |  |  | None | *
5 | - MCYS06-SWA-65624 | FRAME ASSY | 0 | Sub-assembly | Active |  | 2 | 1 |  |  |  | Item | 1 | EA | 100 | 1 | 2 | Date |  |  | 2024-09-30 15:41 |  | * | [6 empty] | 2 |  | 1 | 0 |  | 0.064923 | 18.0649 |  |  | * |  |  | None | *
6 | - IP-57675 | 16ga GA Brt coil 60 | A | Sub-assembly | Active |  | 1 | 1 |  |  |  | Item | 2 | EA | 100 | 1 | 4 | Date |  |  | 2024-09-30 15:41 |  | * | [6 empty] | 4 |  | 1 | 0.064923 |  | 0.064923 | 17.0649 |  |  | * |  |  | None | *
7 | 45-GALC-0250 | STEEL,GALV,G90,16 GA,48" COIL | 0 | Purchased Item | Active |  | 100009 | 1 |  |  |  | Item | 1.75 | SFT | 100 | 1 | 7 | Date |  |  | 2024-10-15 10:51 |  | * |  |  | WIP_APU-1 |  |  |  | 7 |  | 1 | 15 |  | 0 | 16 |  |  | * |  |  | None | *
6 | - IP-57674 | 16ga GA Brt coil 60 | A | Sub-assembly | Active |  | 2 | 1 |  |  |  | Item | 2 | EA | 100 | 1 | 4 | Date |  |  | 2024-09-30 15:41 |  | * | [6 empty] | 4 |  | 1 | 0.064923 |  | 0.064923 | 17.0649 |  |  | * |  |  | None | *
7 | 45-GALC-0250 | STEEL,GALV,G90,16 GA,48" COIL | 0 | Purchased Item | Active |  | 100009 | 1 |  |  |  | Item | 0.49 | SFT | 100 | 1 | 1.96 | Date |  |  | 2024-10-15 11:08 |  | * |  |  | WIP_APU-1 |  |  |  | 1.96 |  | 1 | 15 |  | 0 | 16 |  |  | * |  |  | None | *
4 | - MCYSC4-SMA-57694 | Mesh Wall | 0 | Sub-assembly | Active |  | 9 | 1 |  |  |  | Item | 1 | EA | 100 | 1 | 1 | Date |  |  | 2024-09-30 15:41 |  | * | [6 empty] | 1 |  | 1 | 0 |  | 0.064923 | 18.0649 |  |  | * |  |  | None | *
5 | - IP-57693 | HC3 16ga GA BRT | A | Sub-assembly | Active |  | 1 | 1 |  |  |  | Item | 1 | EA | 100 | 1 | 1 | Date |  |  | 2024-09-30 15:41 |  | * | [6 empty] | 1 |  | 1 | 0.064923 |  | 0.064923 | 17.0649 |  |  | * |  |  | None | *
6 | 45-GALC-0250 | STEEL,GALV,G90,16 GA,48" COIL | 0 | Purchased Item | Active |  | 100009 | 1 |  |  |  | Item | 4.184 | SFT | 100 | 1 | 4.184 | Date |  |  | 2024-10-15 11:20 |  | * |  |  | WIP_APU-1 |  |  |  | 4.184 |  | 1 | 15 |  | 0 | 16 |  |  | * |  |  | None | *
5 | - IP-57690 | MS-1 14ga GA BRT | A | Sub-assembly | Active |  | 2 | 1 |  |  |  | Item | 3 | EA | 100 | 1 | 3 | Date |  |  | 2024-09-30 15:41 |  | * | [6 empty] | 3 |  | 1 | 0.064923 |  | 0.064923 | 6.0649 |  |  | * |  |  | None | *
6 | 45-GALC-0520 | STEEL,GALV,G90,14 GA,60" COIL | 0 | Purchased Item | Active |  | 1 | 1 |  |  |  | Item | 3.955 | SFT | 100 | 1 | 11.865 | Date |  |  | 2024-09-30 15:41 |  | * | [6 empty] | 11.865 |  | 1 | 4 |  | 0 | 5 |  |  | * |  |  | None | *
5 | - IP-57804 | 16ga GA Brt coil 60 | A | Sub-assembly | Active |  | 3 | 1 |  |  |  | Item | 1 | EA | 100 | 1 | 1 | Date |  |  | 2024-09-30 15:41 |  | * | [6 empty] | 1 |  | 1 | 0.064923 |  | 0.064923 | 17.0649 |  |  | * |  |  | None | *
6 | 45-GALC-0250 | STEEL,GALV,G90,16 GA,48" COIL | 0 | Purchased Item | Active |  | 100009 | 1 |  |  |  | Item | 0.56 | SFT | 100 | 1 | 0.56 | Date |  |  | 2024-10-15 11:25 |  | * |  |  | WIP_APU-1 |  |  |  | 0.56 |  | 1 | 15 |  | 0 | 16 |  |  | * |  |  | None | *
5 | - IP-57691 | HC3 16ga GA BRT | A | Sub-assembly | Active |  | 4 | 1 |  |  |  | Item | 1 | EA | 100 | 1 | 1 | Date |  |  | 2024-09-30 15:41 |  | * | [6 empty] | 1 |  | 1 | 0.064923 |  | 0.064923 | 17.0649 |  |  | * |  |  | None | *
6 | 45-GALC-0275 | STEEL,GALV,G90,16 GA,60" COIL | 0 | Purchased Item | Active |  | 1 | 1 |  |  |  | Item | 3.504 | SFT | 100 | 1 | 3.504 | Date |  |  | 2024-09-30 15:41 |  | * | [6 empty] | 3.504 |  | 1 | 15 |  | 0 | 16 |  |  | * |  |  | None | *
5 | - IP-57803 | 16ga GA Brt coil 60 | A | Sub-assembly | Active |  | 5 | 1 |  |  |  | Item | 1 | EA | 100 | 1 | 1 | Date |  |  | 2024-09-30 15:41 |  | * | [6 empty] | 1 |  | 1 | 0.064923 |  | 0.064923 | 17.0649 |  |  | * |  |  | None | *
6 | 45-GALC-0250 | STEEL,GALV,G90,16 GA,48" COIL | 0 | Purchased Item | Active |  | 100009 | 1 |  |  |  | Item | 0.57 | SFT | 100 | 1 | 0.57 | Date |  |  | 2024-10-15 11:18 |  | * |  |  | WIP_APU-1 |  |  |  | 0.57 |  | 1 | 15 |  | 0 | 16 |  |  | * |  |  | None | *
4 | - MCYSC4-SWA-57712 | MCYSC4-SWA-57712 | A | Sub-assembly | Active |  | 10 | 1 |  |  |  | Item | 1 | EA | 100 | 1 | 1 | Date |  |  | 2024-09-30 15:41 |  | * | [6 empty] | 1 |  | 1 | 0.54103 |  | 0.60595 | 19.606 |  |  | * |  |  | None | *
5 | - IP-57676 | Mesh | A | Sub-assembly | Active |  | 2 | 1 |  |  |  | Item | 1 | EA | 100 | 1 | 1 | Date |  |  | 2024-09-30 15:41 |  | * | [6 empty] | 1 |  | 1 | 0.027051 |  | 0.027051 | 17.0271 |  |  | * |  |  | None | *
6 | 45-PERF-0195 | 1" Mesh, .120 Lockcrimp Woven Wire Mesh L-442, 77.4% Open Area, LCLC Crimp Style, Square Opening .880", Pre-Galvanized, Sheet 48x120 | 0 | Purchased Item | Active |  | 1 | 1 |  |  |  | Item | 14 | SFT | 100 | 1 | 14 | Date |  |  | 2024-09-30 15:41 |  | * | [6 empty] | 14 |  | 1 | 15 |  | 0 | 16 |  |  | * |  |  | None | *
5 | - IP-57701 | LatchAngle | A | Sub-assembly | Active |  | 3 | 1 |  |  |  | Item | 1 | EA | 100 | 1 | 1 | Date |  |  | 2024-09-30 15:41 |  | * | [6 empty] | 1 |  | 1 | 0.064923 |  | 0.064923 | 17.0649 |  |  | * |  |  | None | *
6 | 45-GALC-0250 | STEEL,GALV,G90,16 GA,48" COIL | 0 | Purchased Item | Active |  | 100009 | 1 |  |  |  | Item | 0.043 | SFT | 100 | 1 | 0.043 | Date |  |  | 2024-10-15 11:16 |  | * |  |  | WIP_APU-1 |  |  |  | 0.043 |  | 1 | 15 |  | 0 | 16 |  |  | * |  |  | None | *
5 | - MCYS06-SWA-65625 | FRAME ASSY | 0 | Sub-assembly | Active |  | 4 | 1 |  |  |  | Item | 1 | EA | 100 | 1 | 1 | Date |  |  | 2024-09-30 15:41 |  | * | [6 empty] | 1 |  | 1 | 0 |  | 0.064923 | 18.0649 |  |  | * |  |  | None | *
6 | - IP-57679 | 16ga GA Brt coil 60 | A | Sub-assembly | Active |  | 1 | 1 |  |  |  | Item | 2 | EA | 100 | 1 | 2 | Date |  |  | 2024-09-30 15:41 |  | * | [6 empty] | 2 |  | 1 | 0.064923 |  | 0.064923 | 17.0649 |  |  | * |  |  | None | *
7 | 45-GALC-0275 | STEEL,GALV,G90,16 GA,60" COIL | 0 | Purchased Item | Active |  | 1 | 1 |  |  |  | Item | 1.68 | SFT | 100 | 1 | 3.36 | Date |  |  | 2024-09-30 15:41 |  | * | [6 empty] | 3.36 |  | 1 | 15 |  | 0 | 16 |  |  | * |  |  | None | *
6 | - IP-57678 | 16ga GA Brt coil 60 | A | Sub-assembly | Active |  | 2 | 1 |  |  |  | Item | 2 | EA | 100 | 1 | 2 | Date |  |  | 2024-09-30 15:41 |  | * | [6 empty] | 2 |  | 1 | 0.064923 |  | 0.064923 | 17.0649 |  |  | * |  |  | None | *
7 | 45-GALC-0275 | STEEL,GALV,G90,16 GA,60" COIL | 0 | Purchased Item | Active |  | 1 | 1 |  |  |  | Item | 0.49 | SFT | 100 | 1 | 0.98 | Date |  |  | 2024-09-30 15:41 |  | * | [6 empty] | 0.98 |  | 1 | 15 |  | 0 | 16 |  |  | * |  |  | None | *
4 | - MCYSC4-SMA-60254 | MESH WALL 1 - RS - SUB ASSY | 0 | Sub-assembly | Active |  | 11 | 1 |  |  |  | Item | 1 | EA | 100 | 1 | 1 | Date |  |  | 2024-09-30 15:41 |  | * | [6 empty] | 1 |  | 1 | 0 |  | 0.064923 | 18.0649 |  |  | * |  |  | None | *
5 | - IP-57696 | HatChannel | A | Sub-assembly | Active |  | 1 | 1 |  |  |  | Item | 1 | EA | 100 | 1 | 1 | Date |  |  | 2024-09-30 15:41 |  | * | [6 empty] | 1 |  | 1 | 0.064923 |  | 0.064923 | 17.0649 |  |  | * |  |  | None | *
6 | 45-GALC-0275 | STEEL,GALV,G90,16 GA,60" COIL | 0 | Purchased Item | Active |  | 1 | 1 |  |  |  | Item | 7.403 | SFT | 100 | 1 | 7.403 | Date |  |  | 2024-09-30 15:41 |  | * | [6 empty] | 7.403 |  | 1 | 15 |  | 0 | 16 |  |  | * |  |  | None | *
5 | - IP-57807 | 16ga GA Brt coil 60 | A | Sub-assembly | Active |  | 2 | 1 |  |  |  | Item | 1 | EA | 100 | 1 | 1 | Date |  |  | 2024-09-30 15:41 |  | * | [6 empty] | 1 |  | 1 | 0.064923 |  | 0.064923 | 17.0649 |  |  | * |  |  | None | *
6 | 45-GALC-0275 | STEEL,GALV,G90,16 GA,60" COIL | 0 | Purchased Item | Active |  | 1 | 1 |  |  |  | Item | 0.57 | SFT | 100 | 1 | 0.57 | Date |  |  | 2024-09-30 15:41 |  | * | [6 empty] | 0.57 |  | 1 | 15 |  | 0 | 16 |  |  | * |  |  | None | *
5 | - IP-57805 | 16ga GA Brt coil 60 | A | Sub-assembly | Active |  | 3 | 1 |  |  |  | Item | 1 | EA | 100 | 1 | 1 | Date |  |  | 2024-09-30 15:41 |  | * | [6 empty] | 1 |  | 1 | 0.064923 |  | 0.064923 | 17.0649 |  |  | * |  |  | None | *
6 | 45-GALC-0275 | STEEL,GALV,G90,16 GA,60" COIL | 0 | Purchased Item | Active |  | 1 | 1 |  |  |  | Item | 4.506 | SFT | 100 | 1 | 4.506 | Date |  |  | 2024-09-30 15:41 |  | * | [6 empty] | 4.506 |  | 1 | 15 |  | 0 | 16 |  |  | * |  |  | None | *
5 | - IP-57712 | Angle | A | Sub-assembly | Active |  | 4 | 1 |  |  |  | Item | 2 | EA | 100 | 1 | 2 | Date |  |  | 2024-09-30 15:41 |  | * | [6 empty] | 2 |  | 1 | 0.064923 |  | 0.064923 | 17.0649 |  |  | * |  |  | None | *
6 | 45-GALC-0250 | STEEL,GALV,G90,16 GA,48" COIL | 0 | Purchased Item | Active |  | 100009 | 1 |  |  |  | Item | 0.501 | SFT | 100 | 1 | 1.002 | Date |  |  | 2024-10-15 11:13 |  | * |  |  | WIP_APU-1 |  |  |  | 1.002 |  | 1 | 15 |  | 0 | 16 |  |  | * |  |  | None | *
5 | - IP-57711 | Angle | A | Sub-assembly | Active |  | 5 | 1 |  |  |  | Item | 2 | EA | 100 | 1 | 2 | Date |  |  | 2024-09-30 15:41 |  | * | [6 empty] | 2 |  | 1 | 0.064923 |  | 0.064923 | 17.0649 |  |  | * |  |  | None | *
6 | 45-GALC-0250 | STEEL,GALV,G90,16 GA,48" COIL | 0 | Purchased Item | Active |  | 100009 | 1 |  |  |  | Item | 0.43 | SFT | 100 | 1 | 0.86 | Date |  |  | 2024-10-15 11:11 |  | * |  |  | WIP_APU-1 |  |  |  | 0.86 |  | 1 | 15 |  | 0 | 16 |  |  | * |  |  | None | *
5 | - IP-57697 | hat channel | A | Sub-assembly | Active |  | 6 | 1 |  |  |  | Item | 1 | EA | 100 | 1 | 1 | Date |  |  | 2024-09-30 15:41 |  | * | [6 empty] | 1 |  | 1 | 0.064923 |  | 0.064923 | 17.0649 |  |  | * |  |  | None | *
6 | 45-GALC-0275 | STEEL,GALV,G90,16 GA,60" COIL | 0 | Purchased Item | Active |  | 1 | 1 |  |  |  | Item | 5.47 | SFT | 100 | 1 | 5.47 | Date |  |  | 2024-09-30 15:41 |  | * | [6 empty] | 5.47 |  | 1 | 15 |  | 0 | 16 |  |  | * |  |  | None | *
5 | - IP-57806 | 16ga GA Brt coil 60 | A | Sub-assembly | Active |  | 7 | 1 |  |  |  | Item | 1 | EA | 100 | 1 | 1 | Date |  |  | 2024-09-30 15:41 |  | * | [6 empty] | 1 |  | 1 | 0.064923 |  | 0.064923 | 17.0649 |  |  | * |  |  | None | *
6 | 45-GALC-0275 | STEEL,GALV,G90,16 GA,60" COIL | 0 | Purchased Item | Active |  | 1 | 1 |  |  |  | Item | 4.506 | SFT | 100 | 1 | 4.506 | Date |  |  | 2024-09-30 15:41 |  | * | [6 empty] | 4.506 |  | 1 | 15 |  | 0 | 16 |  |  | * |  |  | None | *
5 | - IP-57713 | Angle | A | Sub-assembly | Active |  | 8 | 1 |  |  |  | Item | 1 | EA | 100 | 1 | 1 | Date |  |  | 2024-09-30 15:41 |  | * | [6 empty] | 1 |  | 1 | 0.064923 |  | 0.064923 | 17.0649 |  |  | * |  |  | None | *
6 | 45-GALC-0250 | STEEL,GALV,G90,16 GA,48" COIL | 0 | Purchased Item | Active |  | 100009 | 1 |  |  |  | Item | 0.57 | SFT | 100 | 1 | 0.57 | Date |  |  | 2024-10-15 11:23 |  | * |  |  | WIP_APU-1 |  |  |  | 0.57 |  | 1 | 15 |  | 0 | 16 |  |  | * |  |  | None | *
5 | - IP-57689 | MS-1-1 12ga GA BRT | A | Sub-assembly | Active |  | 9 | 1 |  |  |  | Item | 7 | EA | 100 | 1 | 7 | Date |  |  | 2024-09-30 15:41 |  | * | [6 empty] | 7 |  | 1 | 0.064923 |  | 0.064923 | 17.0649 |  |  | * |  |  | None | *
6 | 45-GALV-0329 | STEEL,GALV,G90,12GA,60X144 | 0 | Purchased Item | Active |  | 1 | 1 |  |  |  | Item | 3.793 | SFT | 100 | 1 | 26.551 | Date |  |  | 2024-09-30 15:41 |  | * | [6 empty] | 26.551 |  | 1 | 15 |  | 0 | 16 |  |  | * |  |  | None | *
4 | - MCYSC4-SWA-57682 | Mesh | A | Sub-assembly | Active |  | 12 | 1 |  |  |  | Item | 2 | EA | 100 | 1 | 2 | Date |  |  | 2024-09-30 15:41 |  | * | [6 empty] | 2 |  | 1 | 0.54103 |  | 0.60595 | 19.606 |  |  | * |  |  | None | *
5 | - IP-57683 | Mesh | A | Sub-assembly | Active |  | 3 | 1 |  |  |  | Item | 1 | EA | 100 | 1 | 2 | Date |  |  | 2024-09-30 15:41 |  | * | [6 empty] | 2 |  | 1 | 0.027051 |  | 0.027051 | 17.0271 |  |  | * |  |  | None | *
6 | 45-PERF-0195 | 1" Mesh, .120 Lockcrimp Woven Wire Mesh L-442, 77.4% Open Area, LCLC Crimp Style, Square Opening .880", Pre-Galvanized, Sheet 48x120 | 0 | Purchased Item | Active |  | 1 | 1 |  |  |  | Item | 18 | SFT | 100 | 1 | 36 | Date |  |  | 2024-09-30 15:41 |  | * | [6 empty] | 36 |  | 1 | 15 |  | 0 | 16 |  |  | * |  |  | None | *
5 | - MCYS06-SWA-65628 | FRAME ASSY | 0 | Sub-assembly | Active |  | 4 | 1 |  |  |  | Item | 1 | EA | 100 | 1 | 2 | Date |  |  | 2024-09-30 15:41 |  | * | [6 empty] | 2 |  | 1 | 0 |  | 0.064923 | 18.0649 |  |  | * |  |  | None | *
6 | - IP-57681 | 16ga GA Brt coil 60 | A | Sub-assembly | Active |  | 1 | 1 |  |  |  | Item | 2 | EA | 100 | 1 | 4 | Date |  |  | 2024-09-30 15:41 |  | * | [6 empty] | 4 |  | 1 | 0.064923 |  | 0.064923 | 17.0649 |  |  | * |  |  | None | *
7 | 45-GALC-0275 | STEEL,GALV,G90,16 GA,60" COIL | 0 | Purchased Item | Active |  | 1 | 1 |  |  |  | Item | 0.625 | SFT | 100 | 1 | 2.5 | Date |  |  | 2024-09-30 15:41 |  | * | [6 empty] | 2.5 |  | 1 | 15 |  | 0 | 16 |  |  | * |  |  | None | *
6 | - IP-57675 | 16ga GA Brt coil 60 | A | Sub-assembly | Active |  | 2 | 1 |  |  |  | Item | 2 | EA | 100 | 1 | 4 | Date |  |  | 2024-09-30 15:41 |  | * | [6 empty] | 4 |  | 1 | 0.064923 |  | 0.064923 | 17.0649 |  |  | * |  |  | None | *
7 | 45-GALC-0250 | STEEL,GALV,G90,16 GA,48" COIL | 0 | Purchased Item | Active |  | 100009 | 1 |  |  |  | Item | 1.75 | SFT | 100 | 1 | 7 | Date |  |  | 2024-10-15 10:51 |  | * |  |  | WIP_APU-1 |  |  |  | 7 |  | 1 | 15 |  | 0 | 16 |  |  | * |  |  | None | *
4 | 75-RIV-316251 | 3/16" DIAMETER, .251"-.375" MATERIAL THICKNESS, ZINC PLATED BLIND RIVET MCMASTER#97519A055 | 0 | Purchased Item | Active |  | 13 | 1 |  |  |  | Item | 32 | EA | 100 | 1 | 32 | Date |  |  | 2024-09-30 15:41 |  | * | [6 empty] | 32 |  | 1 | 100 |  | 0 | 101 |  |  | * |  |  | None | *
3 | 75-W-14-BN1458 | ZINC PLATED-NEOPRENE WASHER-9/32"ID - 5/8"OD | 0 | Purchased Item | Active |  | 2 | 1 |  |  |  | Item | 96 | EA | 100 | 1 | 96 | Date |  |  | 2024-09-30 15:41 |  | * | [6 empty] | 96 |  | 1 | 40 |  | 0 | 41 |  |  | * |  |  | None | *
3 | 75-SCWH-14-114 | 1/4-14x1 1/4" SELF DRILL S.H.W PL | 0 | Purchased Item | Active |  | 3 | 1 |  |  |  | Item | 16 | EA | 100 | 1 | 16 | Date |  |  | 2024-09-30 15:41 |  | * | [6 empty] | 16 |  | 1 | 20 |  | 0 | 21 |  |  | * |  |  | None | *
3 | 75-SCWH-14-34SS | 304 STAINLESS STEEL-TEK SCREW-1/4"-14 THREADS PER INCH X 3/4" LONG | 0 | Purchased Item | Active |  | 4 | 1 |  |  |  | Item | 96 | EA | 100 | 1 | 96 | Date |  |  | 2024-09-30 15:41 |  | * | [6 empty] | 96 |  | 1 | 20 |  | 0 | 21 |  |  | * |  |  | None | *
2 | - 04_MCYS06_ASSY_M_UP_RS_EBS | MSF CYS06MECHANICAL ASSY UPPER SECTION RS | C | Sub-assembly | Active |  | 5 | 1 |  |  |  | Item | 1 | EA | 100 | 1 | 1 | Date |  |  | 2024-09-30 15:41 |  | * | [6 empty] | 1 |  | 1 | 0.10821 |  | 0.17313 | 408.1326 |  |  | * |  |  | None | *
3 | - MCYS06-SMA-68064 | EXTERNAL CABINET ROOF RS | 0 | Sub-assembly | Active |  | 1 | 1 |  |  |  | Item | 1 | EA | 100 | 1 | 1 | Date |  |  | 2024-09-30 15:41 |  | * | [6 empty] | 1 |  | 1 | 0 |  | 0.064923 | 407.0243 |  |  | * |  |  | None | *
4 | 75-NH-1420-P | ZINC PLATED-COURSE THREADS-HEX NUT-1/4" -20 THREADS PER INCH | 0 | Purchased Item | Active |  | 1 | 1 |  |  |  | Item | 160 | EA | 100 | 1 | 160 | Date |  |  | 2024-09-30 15:41 |  | * | [6 empty] | 160 |  | 1 | 35 |  | 0 | 36 |  |  | * |  |  | None | *
4 | - IP-59094 | 14ga GA Jkt coil 60 | 0 | Sub-assembly | Active |  | 2 | 1 |  |  |  | Item | 6 | EA | 100 | 1 | 6 | Date |  |  | 2024-09-30 15:41 |  | * | [6 empty] | 6 |  | 1 | 0.064923 |  | 0.064923 | 17.0649 |  |  | * |  |  | None | *
5 | 45-GALC-0505 | STEEL,JKT,A60,14 GA,60" COIL | 0 | Purchased Item | Active |  | 1 | 1 |  |  |  | Item | 1.667 | SFT | 100 | 1 | 10.002 | Date |  |  | 2024-09-30 15:41 |  | * | [6 empty] | 10.002 |  | 1 | 15 |  | 0 | 16 |  |  | * |  |  | None | *
5 | IP-59094_DOC | 14ga GA Jkt coil 60. | B | Reference Item - Document Management | Active |  | 14 | 1 |  |  |  | Item | 1 | EA | 100 | 1 | 6 | Date |  |  | 2024-09-30 15:41 |  | * | [6 empty] | 6 |  | 1 | 2 |  | 0 | 2 | [5 empty] | None
4 | - IP-60344 | 12ga GA Jkt 60x144 | 0 | Sub-assembly | Active |  | 3 | 1 |  |  |  | Item | 1 | EA | 100 | 1 | 1 | Date |  |  | 2024-09-30 15:41 |  | * | [6 empty] | 1 |  | 1 | 0.064923 |  | 0.064923 | 17.0649 |  |  | * |  |  | None | *
5 | 45-GALV-0135 | STEEL,JKT,A60,12GA,60X144 | 0 | Purchased Item | Active |  | 1 | 1 |  |  |  | Item | 5.433 | SFT | 100 | 1 | 5.433 | Date |  |  | 2024-09-30 15:41 |  | * | [6 empty] | 5.433 |  | 1 | 15 |  | 0 | 16 |  |  | * |  |  | None | *
5 | IP-60344_DOC | 12ga GA Jkt 60x144. | B | Reference Item - Document Management | Active |  | 99999 | 1 |  |  |  | Item | 1 | EA | 100 | 1 | 1 | Date |  |  | 2024-09-30 15:41 |  | * | [6 empty] | 1 |  | 1 |  |  | 0 | 0 | [5 empty] | None
4 | 75-WF-142034-P | ZINC PLATED-SERRATED FLANGE HEX BOLT-1/4"-20 THREADS PER INCH X 3/4" LONG | 0 | Purchased Item | Active |  | 4 | 1 |  |  |  | Item | 160 | EA | 100 | 1 | 160 | Date |  |  | 2024-09-30 15:41 |  | * | [6 empty] | 160 |  | 1 | 30 |  | 0 | 31 |  |  | * |  |  | None | *
4 | - IP-59102 | 16ga GA Jkt coil 60 | 0 | Sub-assembly | Active |  | 5 | 1 |  |  |  | Item | 4 | EA | 100 | 1 | 4 | Date |  |  | 2024-09-30 15:41 |  | * | [6 empty] | 4 |  | 1 | 0.064923 |  | 0.064923 | 17.0649 |  |  | * |  |  | None | *
5 | 45-GALC-0225 | STEEL,JKT,A60,16 GA,60" COIL | 0 | Purchased Item | Active |  | 1 | 1 |  |  |  | Item | 1.078 | SFT | 100 | 1 | 4.312 | Date |  |  | 2024-09-30 15:41 |  | * | [6 empty] | 4.312 |  | 1 | 15 |  | 0 | 16 |  |  | * |  |  | None | *
5 | IP-59102_DOC | 16ga GA Jkt coil 60. | B | Reference Item - Document Management | Active |  | 99999 | 1 |  |  |  | Item | 1 | EA | 100 | 1 | 4 | Date |  |  | 2024-09-30 15:41 |  | * | [6 empty] | 4 |  | 1 |  |  | 0 | 0 | [5 empty] | None
4 | - IP-59101 | 12ga GA Jkt 60x144 | 0 | Sub-assembly | Active |  | 6 | 1 |  |  |  | Item | 2 | EA | 100 | 1 | 2 | Date |  |  | 2024-09-30 15:41 |  | * | [6 empty] | 2 |  | 1 | 0.064923 |  | 0.064923 | 17.0649 |  |  | * |  |  | None | *
5 | 45-GALV-0135 | STEEL,JKT,A60,12GA,60X144 | 0 | Purchased Item | Active |  | 1 | 1 |  |  |  | Item | 3.303 | SFT | 100 | 1 | 6.606 | Date |  |  | 2024-09-30 15:41 |  | * | [6 empty] | 6.606 |  | 1 | 15 |  | 0 | 16 |  |  | * |  |  | None | *
5 | IP-59101_DOC | 12ga GA Jkt 60x144. | B | Reference Item - Document Management | Active |  | 99999 | 1 |  |  |  | Item | 1 | EA | 100 | 1 | 2 | Date |  |  | 2024-09-30 15:41 |  | * | [6 empty] | 2 |  | 1 |  |  | 0 | 0 | [5 empty] | None
4 | - IP-59100 | 12ga GA Jkt 60x144 | 0 | Sub-assembly | Active |  | 7 | 1 |  |  |  | Item | 2 | EA | 100 | 1 | 2 | Date |  |  | 2024-09-30 15:41 |  | * | [6 empty] | 2 |  | 1 | 0.064923 |  | 0.064923 | 17.0649 |  |  | * |  |  | None | *
5 | 45-GALV-0135 | STEEL,JKT,A60,12GA,60X144 | 0 | Purchased Item | Active |  | 1 | 1 |  |  |  | Item | 3.303 | SFT | 100 | 1 | 6.606 | Date |  |  | 2024-09-30 15:41 |  | * | [6 empty] | 6.606 |  | 1 | 15 |  | 0 | 16 |  |  | * |  |  | None | *
5 | IP-59100_DOC | 12ga GA Jkt 60x144. | B | Reference Item - Document Management | Active |  | 99999 | 1 |  |  |  | Item | 1 | EA | 100 | 1 | 2 | Date |  |  | 2024-09-30 15:41 |  | * | [6 empty] | 2 |  | 1 |  |  | 0 | 0 | [5 empty] | None
4 | - IP-60345 | 12ga GA Jkt 60x144 | 0 | Sub-assembly | Active |  | 8 | 1 |  |  |  | Item | 1 | EA | 100 | 1 | 1 | Date |  |  | 2024-09-30 15:41 |  | * | [6 empty] | 1 |  | 1 | 0.064923 |  | 0.064923 | 17.0649 |  |  | * |  |  | None | *
5 | 45-GALV-0135 | STEEL,JKT,A60,12GA,60X144 | 0 | Purchased Item | Active |  | 1 | 1 |  |  |  | Item | 5.433 | SFT | 100 | 1 | 5.433 | Date |  |  | 2024-09-30 15:41 |  | * | [6 empty] | 5.433 |  | 1 | 15 |  | 0 | 16 |  |  | * |  |  | None | *
5 | IP-60345_DOC | 12ga GA Jkt 60x144. | B | Reference Item - Document Management | Active |  | 99999 | 1 |  |  |  | Item | 1 | EA | 100 | 1 | 1 | Date |  |  | 2024-09-30 15:41 |  | * | [6 empty] | 1 |  | 1 |  |  | 0 | 0 | [5 empty] | None
4 | - IP-60348 | 12ga GA Jkt 60x144 | 0 | Sub-assembly | Active |  | 9 | 1 |  |  |  | Item | 1 | EA | 100 | 1 | 1 | Date |  |  | 2024-09-30 15:41 |  | * | [6 empty] | 1 |  | 1 | 0.064923 |  | 0.064923 | 31.0649 |  |  | * |  |  | None | *
5 | 45-GALV-0135 | STEEL,JKT,A60,12GA,60X144 | 0 | Purchased Item | Active |  | 1 | 1 |  |  |  | Item | 2.179 | SFT | 100 | 1 | 2.179 | Date |  |  | 2024-09-30 15:41 |  | * | [6 empty] | 2.179 |  | 1 | 15 |  | 0 | 16 |  |  | * |  |  | None | *
5 | IP-60348_DOC | 12ga GA Jkt 60x144. | B | Reference Item - Document Management | Active |  | 99999 | 1 |  |  |  | Item | 1 | EA | 100 | 1 | 1 | Date |  |  | 2024-09-30 15:41 |  | * | [6 empty] | 1 |  | 1 | 30 |  | 0 | 30 | [5 empty] | None
4 | - IP-61537 | 12ga GA Jkt 60x144 | 0 | Sub-assembly | Active |  | 10 | 1 |  |  |  | Item | 1 | EA | 100 | 1 | 1 | Date |  |  | 2024-09-30 15:41 |  | * | [6 empty] | 1 |  | 1 | 0 |  | 0 | 17 |  |  | * |  |  | None | *
5 | 45-GALV-0135 | STEEL,JKT,A60,12GA,60X144 | 0 | Purchased Item | Active |  | 1 | 1 |  |  |  | Item | 5.433 | SFT | 100 | 1 | 5.433 | Date |  |  | 2024-09-30 15:41 |  | * | [6 empty] | 5.433 |  | 1 | 15 |  | 0 | 16 |  |  | * |  |  | None | *
5 | IP-61537_DOC | 12ga GA Jkt 60x144. | B | Reference Item - Document Management | Active |  | 99999 | 1 |  |  |  | Item | 1 | EA | 100 | 1 | 1 | Date |  |  | 2024-09-30 15:41 |  | * | [6 empty] | 1 |  | 1 |  |  | 0 | 0 | [5 empty] | None
4 | 75-SCWR-818-34 | SELF DRILLING SCREW 8-18, 3/4" LENGTH, ZINC PLATED PAN HEAD PHILLIPS, PART NO. 94060A197 | 0 | Purchased Item | Active |  | 11 | 1 |  |  |  | Item | 311 | EA | 100 | 1 | 311 | Date |  |  | 2024-09-30 15:41 |  | * | [6 empty] | 311 |  | 1 | 40 |  | 0 | 41 |  |  | * |  |  | None | *
4 | - IP-60402 | 12ga GA Jkt 60x144 | 0 | Sub-assembly | Active |  | 12 | 1 |  |  |  | Item | 1 | EA | 100 | 1 | 1 | Date |  |  | 2024-09-30 15:41 |  | * | [6 empty] | 1 |  | 1 | 0 |  | 0 | 17 |  |  | * |  |  | None | *
5 | 45-GALV-0135 | STEEL,JKT,A60,12GA,60X144 | 0 | Purchased Item | Active |  | 1 | 1 |  |  |  | Item | 5.433 | SFT | 100 | 1 | 5.433 | Date |  |  | 2024-09-30 15:41 |  | * | [6 empty] | 5.433 |  | 1 | 15 |  | 0 | 16 |  |  | * |  |  | None | *
5 | IP-60402_DOC | 12ga GA Jkt 60x144. | B | Reference Item - Document Management | Active |  | 99999 | 1 |  |  |  | Item | 1 | EA | 100 | 1 | 1 | Date |  |  | 2024-09-30 15:41 |  | * | [6 empty] | 1 |  | 1 |  |  | 0 | 0 | [5 empty] | None
4 | - MCYSC4-SMA-58282 | FOAM PANEL - UPPER NEAR SIDE WALL ASSY 1 | 0 | Sub-assembly | Active |  | 13 | 1 |  |  |  | Item | 1 | EA | 100 | 1 | 1 | Date |  |  | 2024-09-30 15:41 |  | * | [6 empty] | 1 |  | 1 | 0 |  | 0.064923 | 52 |  |  | * |  |  | None | *
5 | - IP-58283 | Foam Panel 3in | 0 | Sub-assembly | Active |  | 1 | 1 |  |  |  | Item | 1 | EA | 100 | 1 | 1 | Date |  |  | 2024-09-30 15:41 |  | * | [6 empty] | 1 |  | 1 | 0 |  | 0 | 43 |  |  | * |  |  | None | *
6 | - IP-58285 | 16ga GA Brt coil ROBOR | 0 | Sub-assembly | Active |  | 1 | 1 |  |  |  | Item | 1 | EA | 100 | 1 | 1 | Date |  |  | 2024-09-30 15:41 |  | * | [6 empty] | 1 |  | 1 | 0 |  | 0 | 22 |  |  | * |  |  | None | *
7 | 46-PRPCG9020GO | STEEL G90 20GA WIDTH 44.488",EXTERIOR: CLEAR CONDUCTIVE GLOSS ONLY, INTERIOR:EPOXY | 0 | Purchased Item | Active |  | 1 | 1 |  |  |  | Item | 25.8921 | SFT | 100 | 1 | 25.8921 | Date |  |  | 2024-09-30 15:41 |  | * | [6 empty] | 25.8921 |  | 1 | 20 |  | 0 | 21 |  |  | * |  |  | None | *
6 | - IP-58288 | SUPRASEC 2026 - HUNTSMAN, PANEL LAMINATING ADHESIVE | 0 | Sub-assembly | Active |  | 2 | 1 |  |  |  | Item | 1 | EA | 100 | 1 | 1 | Date |  |  | 2024-09-30 15:41 |  | * | [6 empty] | 1 |  | 1 | 0 |  | 0 | 27 |  |  | * |  |  | None | *
7 | 85-ADH-SUPR2026 | SUPRASEC 2026 - HUNTSMAN, PANEL LAMINATING ADHESIVE | 0 | Purchased Item | Active |  | 1 | 1 |  |  |  | Item | 25.8385 | SFT | 100 | 1 | 25.8385 | Date |  |  | 2024-09-30 15:41 |  | * | [6 empty] | 25.8385 |  | 1 | 25 |  | 0 | 26 |  |  | * |  |  | None | *
6 | - IP-58286 | 16ga GA Jkt coil ROBOR | 0 | Sub-assembly | Active |  | 3 | 1 |  |  |  | Item | 1 | EA | 100 | 1 | 1 | Date |  |  | 2024-09-30 15:41 |  | * | [6 empty] | 1 |  | 1 | 0 |  | 0 | 17 |  |  | * |  |  | None | *
7 | 46-GALC-A620G44 | STEEL,JKT,A60,20GA,44.488" COIL, +/- 0.078" | 0 | Purchased Item | Active |  | 1 | 1 |  |  |  | Item | 26.2177 | SFT | 100 | 1 | 26.2177 | Date |  |  | 2024-09-30 15:41 |  | * | [6 empty] | 26.2177 |  | 1 | 15 |  | 0 | 16 |  |  | * |  |  | None | *
6 | - IP-58284 | R-max Polyisocyanurate Foam Board, 2.5lbs/ft3, GRF faced, 2.83 - 2.95 ( +/- .060) thick, 43 x 120 | 0 | Sub-assembly | Active |  | 4 | 1 |  |  |  | Item | 1 | EA | 100 | 1 | 1 | Date |  |  | 2024-09-30 15:41 |  | * | [6 empty] | 1 |  | 1 | 0 |  | 0 | 17 |  |  | * |  |  | None | *
7 | 35-INSU-RM34312 | R-MAX POLYISOCYANURATE FOAM BOARD, 2.5LBS/FT3, GRF FACED, 2.83 - 2.95 ( +/- .060)” THICK, 43 X 120” | 0 | Purchased Item | Active |  | 1 | 1 |  |  |  | Item | 17 | SFT | 100 | 1 | 17 | Date |  |  | 2024-09-30 15:41 |  | * | [6 empty] | 17 |  | 1 | 15 |  | 0 | 16 |  |  | * |  |  | None | *
6 | - IP-58287 | DALTOFOAM TR 42100- HUNTSMAN, PANEL LAMINATING ADHESIVE | 0 | Sub-assembly | Active |  | 5 | 1 |  |  |  | Item | 1 | EA | 100 | 1 | 1 | Date |  |  | 2024-09-30 15:41 |  | * | [6 empty] | 1 |  | 1 | 0 |  | 0 | 42 |  |  | * |  |  | None | *
7 | 85-ADH-DAL42100 | DALTOFOAM TR 42100- HUNTSMAN, PANEL LAMINATING ADHESIVE | 0 | Purchased Item | Active |  | 1 | 1 |  |  |  | Item | 25.8385 | SFT | 100 | 1 | 25.8385 | Date |  |  | 2024-09-30 15:41 |  | * | [6 empty] | 25.8385 |  | 1 | 40 |  | 0 | 41 |  |  | * |  |  | None | *
6 | IP-58283_DOC | Foam Panel 3in. | B | Reference Item - Document Management | Active |  | 99999 | 1 |  |  |  | Item | 1 | EA | 100 | 1 | 1 | Date |  |  | 2024-09-30 15:41 |  | * | [6 empty] | 1 |  | 1 |  |  | 0 | 0 | [5 empty] | None
5 | - IP-60015 | Foam Panel 3in | 0 | Sub-assembly | Active |  | 2 | 1 |  |  |  | Item | 1 | EA | 100 | 1 | 1 | Date |  |  | 2024-09-30 15:41 |  | * | [6 empty] | 1 |  | 1 | 0 |  | 0 | 43 |  |  | * |  |  | None | *
6 | - IP-58293 | DALTOFOAM TR 42100- HUNTSMAN, PANEL LAMINATING ADHESIVE | 0 | Sub-assembly | Active |  | 1 | 1 |  |  |  | Item | 1 | EA | 100 | 1 | 1 | Date |  |  | 2024-09-30 15:41 |  | * | [6 empty] | 1 |  | 1 | 0 |  | 0 | 42 |  |  | * |  |  | None | *
7 | 85-ADH-DAL42100 | DALTOFOAM TR 42100- HUNTSMAN, PANEL LAMINATING ADHESIVE | 0 | Purchased Item | Active |  | 1 | 1 |  |  |  | Item | 40.7996 | SFT | 100 | 1 | 40.7996 | Date |  |  | 2024-09-30 15:41 |  | * | [6 empty] | 40.7996 |  | 1 | 40 |  | 0 | 41 |  |  | * |  |  | None | *
6 | - IP-58290 | R-max Polyisocyanurate Foam Board, 2.5lbs/ft3, GRF faced, 2.83 - 2.95 ( +/- .060) thick, 43 x 120 | 0 | Sub-assembly | Active |  | 2 | 1 |  |  |  | Item | 1 | EA | 100 | 1 | 1 | Date |  |  | 2024-09-30 15:41 |  | * | [6 empty] | 1 |  | 1 | 0 |  | 0 | 17 |  |  | * |  |  | None | *
7 | 35-INSU-RM34312 | R-MAX POLYISOCYANURATE FOAM BOARD, 2.5LBS/FT3, GRF FACED, 2.83 - 2.95 ( +/- .060)” THICK, 43 X 120” | 0 | Purchased Item | Active |  | 1 | 1 |  |  |  | Item | 25 | SFT | 100 | 1 | 25 | Date |  |  | 2024-09-30 15:41 |  | * | [6 empty] | 25 |  | 1 | 15 |  | 0 | 16 |  |  | * |  |  | None | *
6 | - IP-60016 | 20ga GA Jkt coil 60 | 0 | Sub-assembly | Active |  | 3 | 1 |  |  |  | Item | 1 | EA | 100 | 1 | 1 | Date |  |  | 2024-09-30 15:41 |  | * | [6 empty] | 1 |  | 1 | 0 |  | 0 | 17 |  |  | * |  |  | None | *
7 | 46-GALC-A620G44 | STEEL,JKT,A60,20GA,44.488" COIL, +/- 0.078" | 0 | Purchased Item | Active |  | 1 | 1 |  |  |  | Item | 41.4197 | SFT | 100 | 1 | 41.4197 | Date |  |  | 2024-09-30 15:41 |  | * | [6 empty] | 41.4197 |  | 1 | 15 |  | 0 | 16 |  |  | * |  |  | None | *
6 | - IP-58294 | SUPRASEC 2026 - HUNTSMAN, PANEL LAMINATING ADHESIVE | 0 | Sub-assembly | Active |  | 4 | 1 |  |  |  | Item | 1 | EA | 100 | 1 | 1 | Date |  |  | 2024-09-30 15:41 |  | * | [6 empty] | 1 |  | 1 | 0 |  | 0 | 27 |  |  | * |  |  | None | *
7 | 85-ADH-SUPR2026 | SUPRASEC 2026 - HUNTSMAN, PANEL LAMINATING ADHESIVE | 0 | Purchased Item | Active |  | 1 | 1 |  |  |  | Item | 40.7996 | SFT | 100 | 1 | 40.7996 | Date |  |  | 2024-09-30 15:41 |  | * | [6 empty] | 40.7996 |  | 1 | 25 |  | 0 | 26 |  |  | * |  |  | None | *
6 | - IP-58291 | 20ga GA Brt coil ROBOR | 0 | Sub-assembly | Active |  | 5 | 1 |  |  |  | Item | 1 | EA | 100 | 1 | 1 | Date |  |  | 2024-09-30 15:41 |  | * | [6 empty] | 1 |  | 1 | 0 |  | 0 | 22 |  |  | * |  |  | None | *
7 | 46-PRPCG9020GO | STEEL G90 20GA WIDTH 44.488",EXTERIOR: CLEAR CONDUCTIVE GLOSS ONLY, INTERIOR:EPOXY | 0 | Purchased Item | Active |  | 1 | 1 |  |  |  | Item | 41.1272 | SFT | 100 | 1 | 41.1272 | Date |  |  | 2024-09-30 15:41 |  | * | [6 empty] | 41.1272 |  | 1 | 20 |  | 0 | 21 |  |  | * |  |  | None | *
6 | IP-60015_DOC | Foam Panel 3in | 0 | Reference Item - Document Management | Active |  | 99999 | 1 |  |  |  | Item | 1 | EA | 100 | 1 | 1 | Date |  |  | 2024-09-30 15:41 |  | * | [6 empty] | 1 |  | 1 |  |  | 0 | 0 | [5 empty] | None
5 | - IP-60017 | Foam Panel 3in | 0 | Sub-assembly | Active |  | 3 | 1 |  |  |  | Item | 1 | EA | 100 | 1 | 1 | Date |  |  | 2024-09-30 15:41 |  | * | [6 empty] | 1 |  | 1 | 0 |  | 0 | 43 |  |  | * |  |  | None | *
6 | - IP-58293 | DALTOFOAM TR 42100- HUNTSMAN, PANEL LAMINATING ADHESIVE | 0 | Sub-assembly | Active |  | 1 | 1 |  |  |  | Item | 1 | EA | 100 | 1 | 1 | Date |  |  | 2024-09-30 15:41 |  | * | [6 empty] | 1 |  | 1 | 0 |  | 0 | 42 |  |  | * |  |  | None | *
7 | 85-ADH-DAL42100 | DALTOFOAM TR 42100- HUNTSMAN, PANEL LAMINATING ADHESIVE | 0 | Purchased Item | Active |  | 1 | 1 |  |  |  | Item | 40.7996 | SFT | 100 | 1 | 40.7996 | Date |  |  | 2024-09-30 15:41 |  | * | [6 empty] | 40.7996 |  | 1 | 40 |  | 0 | 41 |  |  | * |  |  | None | *
6 | - IP-58290 | R-max Polyisocyanurate Foam Board, 2.5lbs/ft3, GRF faced, 2.83 - 2.95 ( +/- .060) thick, 43 x 120 | 0 | Sub-assembly | Active |  | 2 | 1 |  |  |  | Item | 1 | EA | 100 | 1 | 1 | Date |  |  | 2024-09-30 15:41 |  | * | [6 empty] | 1 |  | 1 | 0 |  | 0 | 17 |  |  | * |  |  | None | *
7 | 35-INSU-RM34312 | R-MAX POLYISOCYANURATE FOAM BOARD, 2.5LBS/FT3, GRF FACED, 2.83 - 2.95 ( +/- .060)” THICK, 43 X 120” | 0 | Purchased Item | Active |  | 1 | 1 |  |  |  | Item | 25 | SFT | 100 | 1 | 25 | Date |  |  | 2024-09-30 15:41 |  | * | [6 empty] | 25 |  | 1 | 15 |  | 0 | 16 |  |  | * |  |  | None | *
6 | - IP-60018 | 20ga GA Jkt coil 60 | 0 | Sub-assembly | Active |  | 3 | 1 |  |  |  | Item | 1 | EA | 100 | 1 | 1 | Date |  |  | 2024-09-30 15:41 |  | * | [6 empty] | 1 |  | 1 | 0 |  | 0 | 17 |  |  | * |  |  | None | *
7 | 46-GALC-A620G44 | STEEL,JKT,A60,20GA,44.488" COIL, +/- 0.078" | 0 | Purchased Item | Active |  | 1 | 1 |  |  |  | Item | 41.4197 | SFT | 100 | 1 | 41.4197 | Date |  |  | 2024-09-30 15:41 |  | * | [6 empty] | 41.4197 |  | 1 | 15 |  | 0 | 16 |  |  | * |  |  | None | *
6 | - IP-58294 | SUPRASEC 2026 - HUNTSMAN, PANEL LAMINATING ADHESIVE | 0 | Sub-assembly | Active |  | 4 | 1 |  |  |  | Item | 1 | EA | 100 | 1 | 1 | Date |  |  | 2024-09-30 15:41 |  | * | [6 empty] | 1 |  | 1 | 0 |  | 0 | 27 |  |  | * |  |  | None | *
7 | 85-ADH-SUPR2026 | SUPRASEC 2026 - HUNTSMAN, PANEL LAMINATING ADHESIVE | 0 | Purchased Item | Active |  | 1 | 1 |  |  |  | Item | 40.7996 | SFT | 100 | 1 | 40.7996 | Date |  |  | 2024-09-30 15:41 |  | * | [6 empty] | 40.7996 |  | 1 | 25 |  | 0 | 26 |  |  | * |  |  | None | *
6 | - IP-58291 | 20ga GA Brt coil ROBOR | 0 | Sub-assembly | Active |  | 5 | 1 |  |  |  | Item | 1 | EA | 100 | 1 | 1 | Date |  |  | 2024-09-30 15:41 |  | * | [6 empty] | 1 |  | 1 | 0 |  | 0 | 22 |  |  | * |  |  | None | *
7 | 46-PRPCG9020GO | STEEL G90 20GA WIDTH 44.488",EXTERIOR: CLEAR CONDUCTIVE GLOSS ONLY, INTERIOR:EPOXY | 0 | Purchased Item | Active |  | 1 | 1 |  |  |  | Item | 41.1272 | SFT | 100 | 1 | 41.1272 | Date |  |  | 2024-09-30 15:41 |  | * | [6 empty] | 41.1272 |  | 1 | 20 |  | 0 | 21 |  |  | * |  |  | None | *
6 | IP-60017_DOC | Foam Panel 3in | 0 | Reference Item - Document Management | Active |  | 99999 | 1 |  |  |  | Item | 1 | EA | 100 | 1 | 1 | Date |  |  | 2024-09-30 15:41 |  | * | [6 empty] | 1 |  | 1 |  |  | 0 | 0 | [5 empty] | None
5 | - IP-58295 | Foam Panel 3in | 0 | Sub-assembly | Active |  | 4 | 1 |  |  |  | Item | 1 | EA | 100 | 1 | 1 | Date |  |  | 2024-09-30 15:41 |  | * | [6 empty] | 1 |  | 1 | 0 |  | 0 | 43 |  |  | * |  |  | None | *
6 | - IP-58300 | SUPRASEC 2026 - HUNTSMAN, PANEL LAMINATING ADHESIVE | 0 | Sub-assembly | Active |  | 1 | 1 |  |  |  | Item | 1 | EA | 100 | 1 | 1 | Date |  |  | 2024-09-30 15:41 |  | * | [6 empty] | 1 |  | 1 | 0 |  | 0 | 27 |  |  | * |  |  | None | *
7 | 85-ADH-SUPR2026 | SUPRASEC 2026 - HUNTSMAN, PANEL LAMINATING ADHESIVE | 0 | Purchased Item | Active |  | 1 | 1 |  |  |  | Item | 28.6678 | SFT | 100 | 1 | 28.6678 | Date |  |  | 2024-09-30 15:41 |  | * | [6 empty] | 28.6678 |  | 1 | 25 |  | 0 | 26 |  |  | * |  |  | None | *
6 | - IP-58297 | 16ga GA Brt coil ROBOR | 0 | Sub-assembly | Active |  | 2 | 1 |  |  |  | Item | 1 | EA | 100 | 1 | 1 | Date |  |  | 2024-09-30 15:41 |  | * | [6 empty] | 1 |  | 1 | 0 |  | 0 | 22 |  |  | * |  |  | None | *
7 | 46-PRPCG9020GO | STEEL G90 20GA WIDTH 44.488",EXTERIOR: CLEAR CONDUCTIVE GLOSS ONLY, INTERIOR:EPOXY | 0 | Purchased Item | Active |  | 1 | 1 |  |  |  | Item | 28.8554 | SFT | 100 | 1 | 28.8554 | Date |  |  | 2024-09-30 15:41 |  | * | [6 empty] | 28.8554 |  | 1 | 20 |  | 0 | 21 |  |  | * |  |  | None | *
6 | - IP-58296 | R-max Polyisocyanurate Foam Board, 2.5lbs/ft3, GRF faced, 2.83 - 2.95 ( +/- .060) thick, 43 x 120 | 0 | Sub-assembly | Active |  | 3 | 1 |  |  |  | Item | 1 | EA | 100 | 1 | 1 | Date |  |  | 2024-09-30 15:41 |  | * | [6 empty] | 1 |  | 1 | 0 |  | 0 | 17 |  |  | * |  |  | None | *
7 | 35-INSU-RM34312 | R-MAX POLYISOCYANURATE FOAM BOARD, 2.5LBS/FT3, GRF FACED, 2.83 - 2.95 ( +/- .060)” THICK, 43 X 120” | 0 | Purchased Item | Active |  | 1 | 1 |  |  |  | Item | 17 | SFT | 100 | 1 | 17 | Date |  |  | 2024-09-30 15:41 |  | * | [6 empty] | 17 |  | 1 | 15 |  | 0 | 16 |  |  | * |  |  | None | *
6 | - IP-58298 | 16ga GA Jkt coil ROBOR | 0 | Sub-assembly | Active |  | 4 | 1 |  |  |  | Item | 1 | EA | 100 | 1 | 1 | Date |  |  | 2024-09-30 15:41 |  | * | [6 empty] | 1 |  | 1 | 0 |  | 0 | 17 |  |  | * |  |  | None | *
7 | 46-GALC-A620G44 | STEEL,JKT,A60,20GA,44.488" COIL, +/- 0.078" | 0 | Purchased Item | Active |  | 1 | 1 |  |  |  | Item | 29.3057 | SFT | 100 | 1 | 29.3057 | Date |  |  | 2024-09-30 15:41 |  | * | [6 empty] | 29.3057 |  | 1 | 15 |  | 0 | 16 |  |  | * |  |  | None | *
6 | - IP-58299 | DALTOFOAM TR 42100- HUNTSMAN, PANEL LAMINATING ADHESIVE | 0 | Sub-assembly | Active |  | 5 | 1 |  |  |  | Item | 1 | EA | 100 | 1 | 1 | Date |  |  | 2024-09-30 15:41 |  | * | [6 empty] | 1 |  | 1 | 0 |  | 0 | 42 |  |  | * |  |  | None | *
7 | 85-ADH-DAL42100 | DALTOFOAM TR 42100- HUNTSMAN, PANEL LAMINATING ADHESIVE | 0 | Purchased Item | Active |  | 1 | 1 |  |  |  | Item | 28.6678 | SFT | 100 | 1 | 28.6678 | Date |  |  | 2024-09-30 15:41 |  | * | [6 empty] | 28.6678 |  | 1 | 40 |  | 0 | 41 |  |  | * |  |  | None | *
6 | IP-58295_DOC | Foam Panel 3in. | B | Reference Item - Document Management | Active |  | 99999 | 1 |  |  |  | Item | 1 | EA | 100 | 1 | 1 | Date |  |  | 2024-09-30 15:41 |  | * | [6 empty] | 1 |  | 1 | 40 |  | 0 | 40 | [5 empty] | None
5 | - IP-60029 | Foam Panel 3in | 0 | Sub-assembly | Active |  | 5 | 1 |  |  |  | Item | 1 | EA | 100 | 1 | 1 | Date |  |  | 2024-09-30 15:41 |  | * | [6 empty] | 1 |  | 1 | 0 |  | 0 | 51 |  |  | * |  |  | None | *
6 | - IP-58293 | DALTOFOAM TR 42100- HUNTSMAN, PANEL LAMINATING ADHESIVE | 0 | Sub-assembly | Active |  | 1 | 1 |  |  |  | Item | 1 | EA | 100 | 1 | 1 | Date |  |  | 2024-09-30 15:41 |  | * | [6 empty] | 1 |  | 1 | 0 |  | 0 | 42 |  |  | * |  |  | None | *
7 | 85-ADH-DAL42100 | DALTOFOAM TR 42100- HUNTSMAN, PANEL LAMINATING ADHESIVE | 0 | Purchased Item | Active |  | 1 | 1 |  |  |  | Item | 40.7996 | SFT | 100 | 1 | 40.7996 | Date |  |  | 2024-09-30 15:41 |  | * | [6 empty] | 40.7996 |  | 1 | 40 |  | 0 | 41 |  |  | * |  |  | None | *
6 | - IP-58290 | R-max Polyisocyanurate Foam Board, 2.5lbs/ft3, GRF faced, 2.83 - 2.95 ( +/- .060) thick, 43 x 120 | 0 | Sub-assembly | Active |  | 2 | 1 |  |  |  | Item | 1 | EA | 100 | 1 | 1 | Date |  |  | 2024-09-30 15:41 |  | * | [6 empty] | 1 |  | 1 | 0 |  | 0 | 17 |  |  | * |  |  | None | *
7 | 35-INSU-RM34312 | R-MAX POLYISOCYANURATE FOAM BOARD, 2.5LBS/FT3, GRF FACED, 2.83 - 2.95 ( +/- .060)” THICK, 43 X 120” | 0 | Purchased Item | Active |  | 1 | 1 |  |  |  | Item | 25 | SFT | 100 | 1 | 25 | Date |  |  | 2024-09-30 15:41 |  | * | [6 empty] | 25 |  | 1 | 15 |  | 0 | 16 |  |  | * |  |  | None | *
6 | - IP-58294 | SUPRASEC 2026 - HUNTSMAN, PANEL LAMINATING ADHESIVE | 0 | Sub-assembly | Active |  | 3 | 1 |  |  |  | Item | 1 | EA | 100 | 1 | 1 | Date |  |  | 2024-09-30 15:41 |  | * | [6 empty] | 1 |  | 1 | 0 |  | 0 | 27 |  |  | * |  |  | None | *
7 | 85-ADH-SUPR2026 | SUPRASEC 2026 - HUNTSMAN, PANEL LAMINATING ADHESIVE | 0 | Purchased Item | Active |  | 1 | 1 |  |  |  | Item | 40.7996 | SFT | 100 | 1 | 40.7996 | Date |  |  | 2024-09-30 15:41 |  | * | [6 empty] | 40.7996 |  | 1 | 25 |  | 0 | 26 |  |  | * |  |  | None | *
6 | - IP-58291 | 20ga GA Brt coil ROBOR | 0 | Sub-assembly | Active |  | 4 | 1 |  |  |  | Item | 1 | EA | 100 | 1 | 1 | Date |  |  | 2024-09-30 15:41 |  | * | [6 empty] | 1 |  | 1 | 0 |  | 0 | 22 |  |  | * |  |  | None | *
7 | 46-PRPCG9020GO | STEEL G90 20GA WIDTH 44.488",EXTERIOR: CLEAR CONDUCTIVE GLOSS ONLY, INTERIOR:EPOXY | 0 | Purchased Item | Active |  | 1 | 1 |  |  |  | Item | 41.1272 | SFT | 100 | 1 | 41.1272 | Date |  |  | 2024-09-30 15:41 |  | * | [6 empty] | 41.1272 |  | 1 | 20 |  | 0 | 21 |  |  | * |  |  | None | *
6 | - IP-60030 | 20ga GA Jkt coil 60 | 0 | Sub-assembly | Active |  | 5 | 1 |  |  |  | Item | 1 | EA | 100 | 1 | 1 | Date |  |  | 2024-09-30 15:41 |  | * | [6 empty] | 1 |  | 1 | 0 |  | 0 | 17 |  |  | * |  |  | None | *
7 | 46-GALC-A620G44 | STEEL,JKT,A60,20GA,44.488" COIL, +/- 0.078" | 0 | Purchased Item | Active |  | 1 | 1 |  |  |  | Item | 41.4197 | SFT | 100 | 1 | 41.4197 | Date |  |  | 2024-09-30 15:41 |  | * | [6 empty] | 41.4197 |  | 1 | 15 |  | 0 | 16 |  |  | * |  |  | None | *
6 | IP-60029_DOC | Foam Panel 3in | 0 | Reference Item - Document Management | Active |  | 99999 | 1 |  |  |  | Item | 1 | EA | 100 | 1 | 1 | Date |  |  | 2024-09-30 15:41 |  | * | [6 empty] | 1 |  | 1 | 50 |  | 0 | 50 | [5 empty] | None
5 | - IP-60021 | Foam Panel 3in | 0 | Sub-assembly | Active |  | 6 | 1 |  |  |  | Item | 1 | EA | 100 | 1 | 1 | Date |  |  | 2024-09-30 15:41 |  | * | [6 empty] | 1 |  | 1 | 0 |  | 0 | 43 |  |  | * |  |  | None | *
6 | - IP-58293 | DALTOFOAM TR 42100- HUNTSMAN, PANEL LAMINATING ADHESIVE | 0 | Sub-assembly | Active |  | 1 | 1 |  |  |  | Item | 1 | EA | 100 | 1 | 1 | Date |  |  | 2024-09-30 15:41 |  | * | [6 empty] | 1 |  | 1 | 0 |  | 0 | 42 |  |  | * |  |  | None | *
7 | 85-ADH-DAL42100 | DALTOFOAM TR 42100- HUNTSMAN, PANEL LAMINATING ADHESIVE | 0 | Purchased Item | Active |  | 1 | 1 |  |  |  | Item | 40.7996 | SFT | 100 | 1 | 40.7996 | Date |  |  | 2024-09-30 15:41 |  | * | [6 empty] | 40.7996 |  | 1 | 40 |  | 0 | 41 |  |  | * |  |  | None | *
6 | - IP-58290 | R-max Polyisocyanurate Foam Board, 2.5lbs/ft3, GRF faced, 2.83 - 2.95 ( +/- .060) thick, 43 x 120 | 0 | Sub-assembly | Active |  | 2 | 1 |  |  |  | Item | 1 | EA | 100 | 1 | 1 | Date |  |  | 2024-09-30 15:41 |  | * | [6 empty] | 1 |  | 1 | 0 |  | 0 | 17 |  |  | * |  |  | None | *
7 | 35-INSU-RM34312 | R-MAX POLYISOCYANURATE FOAM BOARD, 2.5LBS/FT3, GRF FACED, 2.83 - 2.95 ( +/- .060)” THICK, 43 X 120” | 0 | Purchased Item | Active |  | 1 | 1 |  |  |  | Item | 25 | SFT | 100 | 1 | 25 | Date |  |  | 2024-09-30 15:41 |  | * | [6 empty] | 25 |  | 1 | 15 |  | 0 | 16 |  |  | * |  |  | None | *
6 | - IP-60022 | 20ga GA Jkt coil 60 | 0 | Sub-assembly | Active |  | 3 | 1 |  |  |  | Item | 1 | EA | 100 | 1 | 1 | Date |  |  | 2024-09-30 15:41 |  | * | [6 empty] | 1 |  | 1 | 0 |  | 0 | 17 |  |  | * |  |  | None | *
7 | 46-GALC-A620G44 | STEEL,JKT,A60,20GA,44.488" COIL, +/- 0.078" | 0 | Purchased Item | Active |  | 1 | 1 |  |  |  | Item | 41.4197 | SFT | 100 | 1 | 41.4197 | Date |  |  | 2024-09-30 15:41 |  | * | [6 empty] | 41.4197 |  | 1 | 15 |  | 0 | 16 |  |  | * |  |  | None | *
6 | - IP-58294 | SUPRASEC 2026 - HUNTSMAN, PANEL LAMINATING ADHESIVE | 0 | Sub-assembly | Active |  | 4 | 1 |  |  |  | Item | 1 | EA | 100 | 1 | 1 | Date |  |  | 2024-09-30 15:41 |  | * | [6 empty] | 1 |  | 1 | 0 |  | 0 | 27 |  |  | * |  |  | None | *
7 | 85-ADH-SUPR2026 | SUPRASEC 2026 - HUNTSMAN, PANEL LAMINATING ADHESIVE | 0 | Purchased Item | Active |  | 1 | 1 |  |  |  | Item | 40.7996 | SFT | 100 | 1 | 40.7996 | Date |  |  | 2024-09-30 15:41 |  | * | [6 empty] | 40.7996 |  | 1 | 25 |  | 0 | 26 |  |  | * |  |  | None | *
6 | - IP-58291 | 20ga GA Brt coil ROBOR | 0 | Sub-assembly | Active |  | 5 | 1 |  |  |  | Item | 1 | EA | 100 | 1 | 1 | Date |  |  | 2024-09-30 15:41 |  | * | [6 empty] | 1 |  | 1 | 0 |  | 0 | 22 |  |  | * |  |  | None | *
7 | 46-PRPCG9020GO | STEEL G90 20GA WIDTH 44.488",EXTERIOR: CLEAR CONDUCTIVE GLOSS ONLY, INTERIOR:EPOXY | 0 | Purchased Item | Active |  | 1 | 1 |  |  |  | Item | 41.1272 | SFT | 100 | 1 | 41.1272 | Date |  |  | 2024-09-30 15:41 |  | * | [6 empty] | 41.1272 |  | 1 | 20 |  | 0 | 21 |  |  | * |  |  | None | *
6 | IP-60021_DOC | Foam Panel 3in | 0 | Reference Item - Document Management | Active |  | 99999 | 1 |  |  |  | Item | 1 | EA | 100 | 1 | 1 | Date |  |  | 2024-09-30 15:41 |  | * | [6 empty] | 1 |  | 1 |  |  | 0 | 0 | [5 empty] | None
5 | - IP-60019 | Foam Panel 3in | 0 | Sub-assembly | Active |  | 7 | 1 |  |  |  | Item | 1 | EA | 100 | 1 | 1 | Date |  |  | 2024-09-30 15:41 |  | * | [6 empty] | 1 |  | 1 | 0 |  | 0 | 43 |  |  | * |  |  | None | *
6 | - IP-58293 | DALTOFOAM TR 42100- HUNTSMAN, PANEL LAMINATING ADHESIVE | 0 | Sub-assembly | Active |  | 1 | 1 |  |  |  | Item | 1 | EA | 100 | 1 | 1 | Date |  |  | 2024-09-30 15:41 |  | * | [6 empty] | 1 |  | 1 | 0 |  | 0 | 42 |  |  | * |  |  | None | *
7 | 85-ADH-DAL42100 | DALTOFOAM TR 42100- HUNTSMAN, PANEL LAMINATING ADHESIVE | 0 | Purchased Item | Active |  | 1 | 1 |  |  |  | Item | 40.7996 | SFT | 100 | 1 | 40.7996 | Date |  |  | 2024-09-30 15:41 |  | * | [6 empty] | 40.7996 |  | 1 | 40 |  | 0 | 41 |  |  | * |  |  | None | *
6 | - IP-58290 | R-max Polyisocyanurate Foam Board, 2.5lbs/ft3, GRF faced, 2.83 - 2.95 ( +/- .060) thick, 43 x 120 | 0 | Sub-assembly | Active |  | 2 | 1 |  |  |  | Item | 1 | EA | 100 | 1 | 1 | Date |  |  | 2024-09-30 15:41 |  | * | [6 empty] | 1 |  | 1 | 0 |  | 0 | 17 |  |  | * |  |  | None | *
7 | 35-INSU-RM34312 | R-MAX POLYISOCYANURATE FOAM BOARD, 2.5LBS/FT3, GRF FACED, 2.83 - 2.95 ( +/- .060)” THICK, 43 X 120” | 0 | Purchased Item | Active |  | 1 | 1 |  |  |  | Item | 25 | SFT | 100 | 1 | 25 | Date |  |  | 2024-09-30 15:41 |  | * | [6 empty] | 25 |  | 1 | 15 |  | 0 | 16 |  |  | * |  |  | None | *
6 | - IP-58294 | SUPRASEC 2026 - HUNTSMAN, PANEL LAMINATING ADHESIVE | 0 | Sub-assembly | Active |  | 3 | 1 |  |  |  | Item | 1 | EA | 100 | 1 | 1 | Date |  |  | 2024-09-30 15:41 |  | * | [6 empty] | 1 |  | 1 | 0 |  | 0 | 27 |  |  | * |  |  | None | *
7 | 85-ADH-SUPR2026 | SUPRASEC 2026 - HUNTSMAN, PANEL LAMINATING ADHESIVE | 0 | Purchased Item | Active |  | 1 | 1 |  |  |  | Item | 40.7996 | SFT | 100 | 1 | 40.7996 | Date |  |  | 2024-09-30 15:41 |  | * | [6 empty] | 40.7996 |  | 1 | 25 |  | 0 | 26 |  |  | * |  |  | None | *
6 | - IP-58291 | 20ga GA Brt coil ROBOR | 0 | Sub-assembly | Active |  | 4 | 1 |  |  |  | Item | 1 | EA | 100 | 1 | 1 | Date |  |  | 2024-09-30 15:41 |  | * | [6 empty] | 1 |  | 1 | 0 |  | 0 | 22 |  |  | * |  |  | None | *
7 | 46-PRPCG9020GO | STEEL G90 20GA WIDTH 44.488",EXTERIOR: CLEAR CONDUCTIVE GLOSS ONLY, INTERIOR:EPOXY | 0 | Purchased Item | Active |  | 1 | 1 |  |  |  | Item | 41.1272 | SFT | 100 | 1 | 41.1272 | Date |  |  | 2024-09-30 15:41 |  | * | [6 empty] | 41.1272 |  | 1 | 20 |  | 0 | 21 |  |  | * |  |  | None | *
6 | - IP-60020 | 20ga GA Jkt coil 60 | 0 | Sub-assembly | Active |  | 5 | 1 |  |  |  | Item | 1 | EA | 100 | 1 | 1 | Date |  |  | 2024-09-30 15:41 |  | * | [6 empty] | 1 |  | 1 | 0 |  | 0 | 17 |  |  | * |  |  | None | *
7 | 46-GALC-A620G44 | STEEL,JKT,A60,20GA,44.488" COIL, +/- 0.078" | 0 | Purchased Item | Active |  | 1 | 1 |  |  |  | Item | 41.4197 | SFT | 100 | 1 | 41.4197 | Date |  |  | 2024-09-30 15:41 |  | * | [6 empty] | 41.4197 |  | 1 | 15 |  | 0 | 16 |  |  | * |  |  | None | *
6 | IP-60019_DOC | Foam Panel 3in | 0 | Reference Item - Document Management | Active |  | 99999 | 1 |  |  |  | Item | 1 | EA | 100 | 1 | 1 | Date |  |  | 2024-09-30 15:41 |  | * | [6 empty] | 1 |  | 1 | 30 |  | 0 | 30 | [5 empty] | None
5 | - IP-58289 | Foam Panel 3in | 0 | Sub-assembly | Active |  | 8 | 1 |  |  |  | Item | 1 | EA | 100 | 1 | 1 | Date |  |  | 2024-09-30 15:41 |  | * | [6 empty] | 1 |  | 1 | 0 |  | 0 | 43 |  |  | * |  |  | None | *
6 | - IP-58293 | DALTOFOAM TR 42100- HUNTSMAN, PANEL LAMINATING ADHESIVE | 0 | Sub-assembly | Active |  | 1 | 1 |  |  |  | Item | 1 | EA | 100 | 1 | 1 | Date |  |  | 2024-09-30 15:41 |  | * | [6 empty] | 1 |  | 1 | 0 |  | 0 | 42 |  |  | * |  |  | None | *
7 | 85-ADH-DAL42100 | DALTOFOAM TR 42100- HUNTSMAN, PANEL LAMINATING ADHESIVE | 0 | Purchased Item | Active |  | 1 | 1 |  |  |  | Item | 40.7996 | SFT | 100 | 1 | 40.7996 | Date |  |  | 2024-09-30 15:41 |  | * | [6 empty] | 40.7996 |  | 1 | 40 |  | 0 | 41 |  |  | * |  |  | None | *
6 | - IP-58292 | 20ga GA Jkt coil 60 | 0 | Sub-assembly | Active |  | 2 | 1 |  |  |  | Item | 1 | EA | 100 | 1 | 1 | Date |  |  | 2024-09-30 15:41 |  | * | [6 empty] | 1 |  | 1 | 0 |  | 0 | 17 |  |  | * |  |  | None | *
7 | 46-GALC-A620G44 | STEEL,JKT,A60,20GA,44.488" COIL, +/- 0.078" | 0 | Purchased Item | Active |  | 1 | 1 |  |  |  | Item | 41.4197 | SFT | 100 | 1 | 41.4197 | Date |  |  | 2024-09-30 15:41 |  | * | [6 empty] | 41.4197 |  | 1 | 15 |  | 0 | 16 |  |  | * |  |  | None | *
6 | - IP-58290 | R-max Polyisocyanurate Foam Board, 2.5lbs/ft3, GRF faced, 2.83 - 2.95 ( +/- .060) thick, 43 x 120 | 0 | Sub-assembly | Active |  | 3 | 1 |  |  |  | Item | 1 | EA | 100 | 1 | 1 | Date |  |  | 2024-09-30 15:41 |  | * | [6 empty] | 1 |  | 1 | 0 |  | 0 | 17 |  |  | * |  |  | None | *
7 | 35-INSU-RM34312 | R-MAX POLYISOCYANURATE FOAM BOARD, 2.5LBS/FT3, GRF FACED, 2.83 - 2.95 ( +/- .060)” THICK, 43 X 120” | 0 | Purchased Item | Active |  | 1 | 1 |  |  |  | Item | 25 | SFT | 100 | 1 | 25 | Date |  |  | 2024-09-30 15:41 |  | * | [6 empty] | 25 |  | 1 | 15 |  | 0 | 16 |  |  | * |  |  | None | *
6 | - IP-58294 | SUPRASEC 2026 - HUNTSMAN, PANEL LAMINATING ADHESIVE | 0 | Sub-assembly | Active |  | 4 | 1 |  |  |  | Item | 1 | EA | 100 | 1 | 1 | Date |  |  | 2024-09-30 15:41 |  | * | [6 empty] | 1 |  | 1 | 0 |  | 0 | 27 |  |  | * |  |  | None | *
7 | 85-ADH-SUPR2026 | SUPRASEC 2026 - HUNTSMAN, PANEL LAMINATING ADHESIVE | 0 | Purchased Item | Active |  | 1 | 1 |  |  |  | Item | 40.7996 | SFT | 100 | 1 | 40.7996 | Date |  |  | 2024-09-30 15:41 |  | * | [6 empty] | 40.7996 |  | 1 | 25 |  | 0 | 26 |  |  | * |  |  | None | *
6 | - IP-58291 | 20ga GA Brt coil ROBOR | 0 | Sub-assembly | Active |  | 5 | 1 |  |  |  | Item | 1 | EA | 100 | 1 | 1 | Date |  |  | 2024-09-30 15:41 |  | * | [6 empty] | 1 |  | 1 | 0 |  | 0 | 22 |  |  | * |  |  | None | *
7 | 46-PRPCG9020GO | STEEL G90 20GA WIDTH 44.488",EXTERIOR: CLEAR CONDUCTIVE GLOSS ONLY, INTERIOR:EPOXY | 0 | Purchased Item | Active |  | 1 | 1 |  |  |  | Item | 41.1272 | SFT | 100 | 1 | 41.1272 | Date |  |  | 2024-09-30 15:41 |  | * | [6 empty] | 41.1272 |  | 1 | 20 |  | 0 | 21 |  |  | * |  |  | None | *
6 | IP-58289_DOC | Foam Panel 3in | 0 | Reference Item - Document Management | Active |  | 99999 | 1 |  |  |  | Item | 1 | EA | 100 | 1 | 1 | Date |  |  | 2024-09-30 15:41 |  | * | [6 empty] | 1 |  | 1 |  |  | 0 | 0 | [5 empty] | None
5 | - IP-60023 | Foam Panel 3in | 0 | Sub-assembly | Active |  | 9 | 1 |  |  |  | Item | 1 | EA | 100 | 1 | 1 | Date |  |  | 2024-09-30 15:41 |  | * | [6 empty] | 1 |  | 1 | 0 |  | 0 | 43 |  |  | * |  |  | None | *
6 | - IP-60024 | 20ga GA Jkt coil 60 | 0 | Sub-assembly | Active |  | 1 | 1 |  |  |  | Item | 1 | EA | 100 | 1 | 1 | Date |  |  | 2024-09-30 15:41 |  | * | [6 empty] | 1 |  | 1 | 0 |  | 0 | 17 |  |  | * |  |  | None | *
7 | 46-GALC-A620G44 | STEEL,JKT,A60,20GA,44.488" COIL, +/- 0.078" | 0 | Purchased Item | Active |  | 1 | 1 |  |  |  | Item | 41.4197 | SFT | 100 | 1 | 41.4197 | Date |  |  | 2024-09-30 15:41 |  | * | [6 empty] | 41.4197 |  | 1 | 15 |  | 0 | 16 |  |  | * |  |  | None | *
6 | - IP-58293 | DALTOFOAM TR 42100- HUNTSMAN, PANEL LAMINATING ADHESIVE | 0 | Sub-assembly | Active |  | 2 | 1 |  |  |  | Item | 1 | EA | 100 | 1 | 1 | Date |  |  | 2024-09-30 15:41 |  | * | [6 empty] | 1 |  | 1 | 0 |  | 0 | 42 |  |  | * |  |  | None | *
7 | 85-ADH-DAL42100 | DALTOFOAM TR 42100- HUNTSMAN, PANEL LAMINATING ADHESIVE | 0 | Purchased Item | Active |  | 1 | 1 |  |  |  | Item | 40.7996 | SFT | 100 | 1 | 40.7996 | Date |  |  | 2024-09-30 15:41 |  | * | [6 empty] | 40.7996 |  | 1 | 40 |  | 0 | 41 |  |  | * |  |  | None | *
6 | - IP-58290 | R-max Polyisocyanurate Foam Board, 2.5lbs/ft3, GRF faced, 2.83 - 2.95 ( +/- .060) thick, 43 x 120 | 0 | Sub-assembly | Active |  | 3 | 1 |  |  |  | Item | 1 | EA | 100 | 1 | 1 | Date |  |  | 2024-09-30 15:41 |  | * | [6 empty] | 1 |  | 1 | 0 |  | 0 | 17 |  |  | * |  |  | None | *
7 | 35-INSU-RM34312 | R-MAX POLYISOCYANURATE FOAM BOARD, 2.5LBS/FT3, GRF FACED, 2.83 - 2.95 ( +/- .060)” THICK, 43 X 120” | 0 | Purchased Item | Active |  | 1 | 1 |  |  |  | Item | 25 | SFT | 100 | 1 | 25 | Date |  |  | 2024-09-30 15:41 |  | * | [6 empty] | 25 |  | 1 | 15 |  | 0 | 16 |  |  | * |  |  | None | *
6 | - IP-58294 | SUPRASEC 2026 - HUNTSMAN, PANEL LAMINATING ADHESIVE | 0 | Sub-assembly | Active |  | 4 | 1 |  |  |  | Item | 1 | EA | 100 | 1 | 1 | Date |  |  | 2024-09-30 15:41 |  | * | [6 empty] | 1 |  | 1 | 0 |  | 0 | 27 |  |  | * |  |  | None | *
7 | 85-ADH-SUPR2026 | SUPRASEC 2026 - HUNTSMAN, PANEL LAMINATING ADHESIVE | 0 | Purchased Item | Active |  | 1 | 1 |  |  |  | Item | 40.7996 | SFT | 100 | 1 | 40.7996 | Date |  |  | 2024-09-30 15:41 |  | * | [6 empty] | 40.7996 |  | 1 | 25 |  | 0 | 26 |  |  | * |  |  | None | *
6 | - IP-58291 | 20ga GA Brt coil ROBOR | 0 | Sub-assembly | Active |  | 5 | 1 |  |  |  | Item | 1 | EA | 100 | 1 | 1 | Date |  |  | 2024-09-30 15:41 |  | * | [6 empty] | 1 |  | 1 | 0 |  | 0 | 22 |  |  | * |  |  | None | *
7 | 46-PRPCG9020GO | STEEL G90 20GA WIDTH 44.488",EXTERIOR: CLEAR CONDUCTIVE GLOSS ONLY, INTERIOR:EPOXY | 0 | Purchased Item | Active |  | 1 | 1 |  |  |  | Item | 41.1272 | SFT | 100 | 1 | 41.1272 | Date |  |  | 2024-09-30 15:41 |  | * | [6 empty] | 41.1272 |  | 1 | 20 |  | 0 | 21 |  |  | * |  |  | None | *
6 | IP-60023_DOC | Foam Panel 3in | 0 | Reference Item - Document Management | Active |  | 99999 | 1 |  |  |  | Item | 1 | EA | 100 | 1 | 1 | Date |  |  | 2024-09-30 15:41 |  | * | [6 empty] | 1 |  | 1 |  |  | 0 | 0 | [5 empty] | None
5 | - IP-60025 | Foam Panel 3in | 0 | Sub-assembly | Active |  | 10 | 1 |  |  |  | Item | 1 | EA | 100 | 1 | 1 | Date |  |  | 2024-09-30 15:41 |  | * | [6 empty] | 1 |  | 1 | 0 |  | 0 | 43 |  |  | * |  |  | None | *
6 | - IP-58293 | DALTOFOAM TR 42100- HUNTSMAN, PANEL LAMINATING ADHESIVE | 0 | Sub-assembly | Active |  | 1 | 1 |  |  |  | Item | 1 | EA | 100 | 1 | 1 | Date |  |  | 2024-09-30 15:41 |  | * | [6 empty] | 1 |  | 1 | 0 |  | 0 | 42 |  |  | * |  |  | None | *
7 | 85-ADH-DAL42100 | DALTOFOAM TR 42100- HUNTSMAN, PANEL LAMINATING ADHESIVE | 0 | Purchased Item | Active |  | 1 | 1 |  |  |  | Item | 40.7996 | SFT | 100 | 1 | 40.7996 | Date |  |  | 2024-09-30 15:41 |  | * | [6 empty] | 40.7996 |  | 1 | 40 |  | 0 | 41 |  |  | * |  |  | None | *
6 | - IP-58290 | R-max Polyisocyanurate Foam Board, 2.5lbs/ft3, GRF faced, 2.83 - 2.95 ( +/- .060) thick, 43 x 120 | 0 | Sub-assembly | Active |  | 2 | 1 |  |  |  | Item | 1 | EA | 100 | 1 | 1 | Date |  |  | 2024-09-30 15:41 |  | * | [6 empty] | 1 |  | 1 | 0 |  | 0 | 17 |  |  | * |  |  | None | *
7 | 35-INSU-RM34312 | R-MAX POLYISOCYANURATE FOAM BOARD, 2.5LBS/FT3, GRF FACED, 2.83 - 2.95 ( +/- .060)” THICK, 43 X 120” | 0 | Purchased Item | Active |  | 1 | 1 |  |  |  | Item | 25 | SFT | 100 | 1 | 25 | Date |  |  | 2024-09-30 15:41 |  | * | [6 empty] | 25 |  | 1 | 15 |  | 0 | 16 |  |  | * |  |  | None | *
6 | - IP-58294 | SUPRASEC 2026 - HUNTSMAN, PANEL LAMINATING ADHESIVE | 0 | Sub-assembly | Active |  | 3 | 1 |  |  |  | Item | 1 | EA | 100 | 1 | 1 | Date |  |  | 2024-09-30 15:41 |  | * | [6 empty] | 1 |  | 1 | 0 |  | 0 | 27 |  |  | * |  |  | None | *
7 | 85-ADH-SUPR2026 | SUPRASEC 2026 - HUNTSMAN, PANEL LAMINATING ADHESIVE | 0 | Purchased Item | Active |  | 1 | 1 |  |  |  | Item | 40.7996 | SFT | 100 | 1 | 40.7996 | Date |  |  | 2024-09-30 15:41 |  | * | [6 empty] | 40.7996 |  | 1 | 25 |  | 0 | 26 |  |  | * |  |  | None | *
6 | - IP-60026 | 20ga GA Jkt coil 60 | 0 | Sub-assembly | Active |  | 4 | 1 |  |  |  | Item | 1 | EA | 100 | 1 | 1 | Date |  |  | 2024-09-30 15:41 |  | * | [6 empty] | 1 |  | 1 | 0 |  | 0 | 17 |  |  | * |  |  | None | *
7 | 46-GALC-A620G44 | STEEL,JKT,A60,20GA,44.488" COIL, +/- 0.078" | 0 | Purchased Item | Active |  | 1 | 1 |  |  |  | Item | 41.4197 | SFT | 100 | 1 | 41.4197 | Date |  |  | 2024-09-30 15:41 |  | * | [6 empty] | 41.4197 |  | 1 | 15 |  | 0 | 16 |  |  | * |  |  | None | *
6 | - IP-58291 | 20ga GA Brt coil ROBOR | 0 | Sub-assembly | Active |  | 5 | 1 |  |  |  | Item | 1 | EA | 100 | 1 | 1 | Date |  |  | 2024-09-30 15:41 |  | * | [6 empty] | 1 |  | 1 | 0 |  | 0 | 22 |  |  | * |  |  | None | *
7 | 46-PRPCG9020GO | STEEL G90 20GA WIDTH 44.488",EXTERIOR: CLEAR CONDUCTIVE GLOSS ONLY, INTERIOR:EPOXY | 0 | Purchased Item | Active |  | 1 | 1 |  |  |  | Item | 41.1272 | SFT | 100 | 1 | 41.1272 | Date |  |  | 2024-09-30 15:41 |  | * | [6 empty] | 41.1272 |  | 1 | 20 |  | 0 | 21 |  |  | * |  |  | None | *
6 | IP-60025_DOC | Foam Panel 3in | 0 | Reference Item - Document Management | Active |  | 99999 | 1 |  |  |  | Item | 1 | EA | 100 | 1 | 1 | Date |  |  | 2024-09-30 15:41 |  | * | [6 empty] | 1 |  | 1 |  |  | 0 | 0 | [5 empty] | None
5 | - IP-60027 | Foam Panel 3in | 0 | Sub-assembly | Active |  | 11 | 1 |  |  |  | Item | 1 | EA | 100 | 1 | 1 | Date |  |  | 2024-09-30 15:41 |  | * | [6 empty] | 1 |  | 1 | 0 |  | 0.064923 | 43 |  |  | * |  |  | None | *
6 | - IP-58293 | DALTOFOAM TR 42100- HUNTSMAN, PANEL LAMINATING ADHESIVE | 0 | Sub-assembly | Active |  | 1 | 1 |  |  |  | Item | 1 | EA | 100 | 1 | 1 | Date |  |  | 2024-09-30 15:41 |  | * | [6 empty] | 1 |  | 1 | 0 |  | 0 | 42 |  |  | * |  |  | None | *
7 | 85-ADH-DAL42100 | DALTOFOAM TR 42100- HUNTSMAN, PANEL LAMINATING ADHESIVE | 0 | Purchased Item | Active |  | 1 | 1 |  |  |  | Item | 40.7996 | SFT | 100 | 1 | 40.7996 | Date |  |  | 2024-09-30 15:41 |  | * | [6 empty] | 40.7996 |  | 1 | 40 |  | 0 | 41 |  |  | * |  |  | None | *
6 | - IP-58290 | R-max Polyisocyanurate Foam Board, 2.5lbs/ft3, GRF faced, 2.83 - 2.95 ( +/- .060) thick, 43 x 120 | 0 | Sub-assembly | Active |  | 2 | 1 |  |  |  | Item | 1 | EA | 100 | 1 | 1 | Date |  |  | 2024-09-30 15:41 |  | * | [6 empty] | 1 |  | 1 | 0 |  | 0 | 17 |  |  | * |  |  | None | *
7 | 35-INSU-RM34312 | R-MAX POLYISOCYANURATE FOAM BOARD, 2.5LBS/FT3, GRF FACED, 2.83 - 2.95 ( +/- .060)” THICK, 43 X 120” | 0 | Purchased Item | Active |  | 1 | 1 |  |  |  | Item | 25 | SFT | 100 | 1 | 25 | Date |  |  | 2024-09-30 15:41 |  | * | [6 empty] | 25 |  | 1 | 15 |  | 0 | 16 |  |  | * |  |  | None | *
6 | - IP-58294 | SUPRASEC 2026 - HUNTSMAN, PANEL LAMINATING ADHESIVE | 0 | Sub-assembly | Active |  | 3 | 1 |  |  |  | Item | 1 | EA | 100 | 1 | 1 | Date |  |  | 2024-09-30 15:41 |  | * | [6 empty] | 1 |  | 1 | 0 |  | 0 | 27 |  |  | * |  |  | None | *
7 | 85-ADH-SUPR2026 | SUPRASEC 2026 - HUNTSMAN, PANEL LAMINATING ADHESIVE | 0 | Purchased Item | Active |  | 1 | 1 |  |  |  | Item | 40.7996 | SFT | 100 | 1 | 40.7996 | Date |  |  | 2024-09-30 15:41 |  | * | [6 empty] | 40.7996 |  | 1 | 25 |  | 0 | 26 |  |  | * |  |  | None | *
6 | - IP-58291 | 20ga GA Brt coil ROBOR | 0 | Sub-assembly | Active |  | 4 | 1 |  |  |  | Item | 1 | EA | 100 | 1 | 1 | Date |  |  | 2024-09-30 15:41 |  | * | [6 empty] | 1 |  | 1 | 0 |  | 0 | 22 |  |  | * |  |  | None | *
7 | 46-PRPCG9020GO | STEEL G90 20GA WIDTH 44.488",EXTERIOR: CLEAR CONDUCTIVE GLOSS ONLY, INTERIOR:EPOXY | 0 | Purchased Item | Active |  | 1 | 1 |  |  |  | Item | 41.1272 | SFT | 100 | 1 | 41.1272 | Date |  |  | 2024-09-30 15:41 |  | * | [6 empty] | 41.1272 |  | 1 | 20 |  | 0 | 21 |  |  | * |  |  | None | *
6 | - IP-60028 | 20ga GA Jkt coil 60 | 0 | Sub-assembly | Active |  | 5 | 1 |  |  |  | Item | 1 | EA | 100 | 1 | 1 | Date |  |  | 2024-09-30 15:41 |  | * | [6 empty] | 1 |  | 1 | 0.064923 |  | 0.064923 | 17.0649 |  |  | * |  |  | None | *
7 | 46-GALC-A620G44 | STEEL,JKT,A60,20GA,44.488" COIL, +/- 0.078" | 0 | Purchased Item | Active |  | 1 | 1 |  |  |  | Item | 41.4197 | SFT | 100 | 1 | 41.4197 | Date |  |  | 2024-09-30 15:41 |  | * | [6 empty] | 41.4197 |  | 1 | 15 |  | 0 | 16 |  |  | * |  |  | None | *
6 | IP-60027_DOC | Foam Panel 3in | 0 | Reference Item - Document Management | Active |  | 99999 | 1 |  |  |  | Item | 1 | EA | 100 | 1 | 1 | Date |  |  | 2024-09-30 15:41 |  | * | [6 empty] | 1 |  | 1 |  |  | 0 | 0 | [5 empty] | None
5 | - IP-60031 | Foam Panel 3in | 0 | Sub-assembly | Active |  | 12 | 1 |  |  |  | Item | 1 | EA | 100 | 1 | 1 | Date |  |  | 2024-09-30 15:41 |  | * | [6 empty] | 1 |  | 1 | 0 |  | 0.064923 | 43 |  |  | * |  |  | None | *
6 | - IP-58293 | DALTOFOAM TR 42100- HUNTSMAN, PANEL LAMINATING ADHESIVE | 0 | Sub-assembly | Active |  | 1 | 1 |  |  |  | Item | 1 | EA | 100 | 1 | 1 | Date |  |  | 2024-09-30 15:41 |  | * | [6 empty] | 1 |  | 1 | 0 |  | 0 | 42 |  |  | * |  |  | None | *
7 | 85-ADH-DAL42100 | DALTOFOAM TR 42100- HUNTSMAN, PANEL LAMINATING ADHESIVE | 0 | Purchased Item | Active |  | 1 | 1 |  |  |  | Item | 40.7996 | SFT | 100 | 1 | 40.7996 | Date |  |  | 2024-09-30 15:41 |  | * | [6 empty] | 40.7996 |  | 1 | 40 |  | 0 | 41 |  |  | * |  |  | None | *
6 | - IP-58290 | R-max Polyisocyanurate Foam Board, 2.5lbs/ft3, GRF faced, 2.83 - 2.95 ( +/- .060) thick, 43 x 120 | 0 | Sub-assembly | Active |  | 2 | 1 |  |  |  | Item | 1 | EA | 100 | 1 | 1 | Date |  |  | 2024-09-30 15:41 |  | * | [6 empty] | 1 |  | 1 | 0 |  | 0 | 17 |  |  | * |  |  | None | *
7 | 35-INSU-RM34312 | R-MAX POLYISOCYANURATE FOAM BOARD, 2.5LBS/FT3, GRF FACED, 2.83 - 2.95 ( +/- .060)” THICK, 43 X 120” | 0 | Purchased Item | Active |  | 1 | 1 |  |  |  | Item | 25 | SFT | 100 | 1 | 25 | Date |  |  | 2024-09-30 15:41 |  | * | [6 empty] | 25 |  | 1 | 15 |  | 0 | 16 |  |  | * |  |  | None | *
6 | - IP-60032 | 20ga GA Jkt coil 60 | 0 | Sub-assembly | Active |  | 3 | 1 |  |  |  | Item | 1 | EA | 100 | 1 | 1 | Date |  |  | 2024-09-30 15:41 |  | * | [6 empty] | 1 |  | 1 | 0.064923 |  | 0.064923 | 17.0649 |  |  | * |  |  | None | *
7 | 46-GALC-A620G44 | STEEL,JKT,A60,20GA,44.488" COIL, +/- 0.078" | 0 | Purchased Item | Active |  | 1 | 1 |  |  |  | Item | 41.4197 | SFT | 100 | 1 | 41.4197 | Date |  |  | 2024-09-30 15:41 |  | * | [6 empty] | 41.4197 |  | 1 | 15 |  | 0 | 16 |  |  | * |  |  | None | *
6 | - IP-58294 | SUPRASEC 2026 - HUNTSMAN, PANEL LAMINATING ADHESIVE | 0 | Sub-assembly | Active |  | 4 | 1 |  |  |  | Item | 1 | EA | 100 | 1 | 1 | Date |  |  | 2024-09-30 15:41 |  | * | [6 empty] | 1 |  | 1 | 0 |  | 0 | 27 |  |  | * |  |  | None | *
7 | 85-ADH-SUPR2026 | SUPRASEC 2026 - HUNTSMAN, PANEL LAMINATING ADHESIVE | 0 | Purchased Item | Active |  | 1 | 1 |  |  |  | Item | 40.7996 | SFT | 100 | 1 | 40.7996 | Date |  |  | 2024-09-30 15:41 |  | * | [6 empty] | 40.7996 |  | 1 | 25 |  | 0 | 26 |  |  | * |  |  | None | *
6 | - IP-58291 | 20ga GA Brt coil ROBOR | 0 | Sub-assembly | Active |  | 5 | 1 |  |  |  | Item | 1 | EA | 100 | 1 | 1 | Date |  |  | 2024-09-30 15:41 |  | * | [6 empty] | 1 |  | 1 | 0 |  | 0 | 22 |  |  | * |  |  | None | *
7 | 46-PRPCG9020GO | STEEL G90 20GA WIDTH 44.488",EXTERIOR: CLEAR CONDUCTIVE GLOSS ONLY, INTERIOR:EPOXY | 0 | Purchased Item | Active |  | 1 | 1 |  |  |  | Item | 41.1272 | SFT | 100 | 1 | 41.1272 | Date |  |  | 2024-09-30 15:41 |  | * | [6 empty] | 41.1272 |  | 1 | 20 |  | 0 | 21 |  |  | * |  |  | None | *
6 | IP-60031_DOC | Foam Panel 3in | 0 | Reference Item - Document Management | Active |  | 99999 | 1 |  |  |  | Item | 1 | EA | 100 | 1 | 1 | Date |  |  | 2024-09-30 15:41 |  | * | [6 empty] | 1 |  | 1 |  |  | 0 | 0 | [5 empty] | None
4 | - IP-61539 | 16ga GA Brt coil 60 | 0 | Sub-assembly | Active |  | 14 | 1 |  |  |  | Item | 2 | EA | 100 | 1 | 2 | Date |  |  | 2024-09-30 15:41 |  | * | [6 empty] | 2 |  | 1 | 0.064923 |  | 0.064923 | 17.0649 |  |  | * |  |  | None | *
5 | 45-GALC-0275 | STEEL,GALV,G90,16 GA,60" COIL | 0 | Purchased Item | Active |  | 1 | 1 |  |  |  | Item | 1.658 | SFT | 100 | 1 | 3.316 | Date |  |  | 2024-09-30 15:41 |  | * | [6 empty] | 3.316 |  | 1 | 15 |  | 0 | 16 |  |  | * |  |  | None | *
5 | IP-61539_DOC | 16ga GA Brt coil 60. | B | Reference Item - Document Management | Active |  | 99999 | 1 |  |  |  | Item | 1 | EA | 100 | 1 | 2 | Date |  |  | 2024-09-30 15:41 |  | * | [6 empty] | 2 |  | 1 |  |  | 0 | 0 | [5 empty] | None
4 | - IP-59107 | 16ga GA Brt coil 60 | 0 | Sub-assembly | Active |  | 15 | 1 |  |  |  | Item | 2 | EA | 100 | 1 | 2 | Date |  |  | 2024-09-30 15:41 |  | * | [6 empty] | 2 |  | 1 | 0.064923 |  | 0.064923 | 17.0649 |  |  | * |  |  | None | *
5 | 45-GALC-0275 | STEEL,GALV,G90,16 GA,60" COIL | 0 | Purchased Item | Active |  | 1 | 1 |  |  |  | Item | 1.658 | SFT | 100 | 1 | 3.316 | Date |  |  | 2024-09-30 15:41 |  | * | [6 empty] | 3.316 |  | 1 | 15 |  | 0 | 16 |  |  | * |  |  | None | *
5 | IP-59107_DOC | 16ga GA Brt coil 60. | B | Reference Item - Document Management | Active |  | 99999 | 1 |  |  |  | Item | 1 | EA | 100 | 1 | 2 | Date |  |  | 2024-09-30 15:41 |  | * | [6 empty] | 2 |  | 1 | 5 |  | 0 | 5 | [5 empty] | None
4 | - IP-59106 | 16ga GA Brt coil 60 | 0 | Sub-assembly | Active |  | 16 | 1 |  |  |  | Item | 2 | EA | 100 | 1 | 2 | Date |  |  | 2024-09-30 15:41 |  | * | [6 empty] | 2 |  | 1 | 0.064923 |  | 0.064923 | 17.0649 |  |  | * |  |  | None | *
5 | 45-GALC-0275 | STEEL,GALV,G90,16 GA,60" COIL | 0 | Purchased Item | Active |  | 1 | 1 |  |  |  | Item | 1.728 | SFT | 100 | 1 | 3.456 | Date |  |  | 2024-09-30 15:41 |  | * | [6 empty] | 3.456 |  | 1 | 15 |  | 0 | 16 |  |  | * |  |  | None | *
5 | IP-59106_DOC | 16ga GA Brt coil 60. | B | Reference Item - Document Management | Active |  | 99999 | 1 |  |  |  | Item | 1 | EA | 100 | 1 | 2 | Date |  |  | 2024-09-30 15:41 |  | * | [6 empty] | 2 |  | 1 |  |  | 0 | 0 | [5 empty] | None
4 | 75-SCWH-14-112 | ZINC PLATED-TEK SCREW-1/4"-14 THREADS PER INCH X 1-1/2" LONG | 0 | Purchased Item | Active |  | 17 | 1 |  |  |  | Item | 364 | EA | 100 | 1 | 364 | Date |  |  | 2024-09-30 15:41 |  | * | [6 empty] | 364 |  | 1 | 20 |  | 0 | 21 |  |  | * |  |  | None | *
4 | 75-W-14-BN1458 | ZINC PLATED-NEOPRENE WASHER-9/32"ID - 5/8"OD | 0 | Purchased Item | Active |  | 18 | 1 |  |  |  | Item | 660 | EA | 100 | 1 | 660 | Date |  |  | 2024-09-30 15:41 |  | * | [6 empty] | 660 |  | 1 | 40 |  | 0 | 41 |  |  | * |  |  | None | *
4 | - MCYSC4-SMA-60192 | FOAM PANEL - UPPER RIGHT SIDE WALL ASSY 1 | 0 | Sub-assembly | Active |  | 19 | 1 |  |  |  | Item | 1 | EA | 100 | 1 | 1 | Date |  |  | 2024-09-30 15:41 |  | * | [6 empty] | 1 |  | 1 | 0 |  | 0.064923 | 44 |  |  | * |  |  | None | *
5 | - IP-60388 | 16ga GA Jkt coil 60 | 0 | Sub-assembly | Active |  | 1 | 1 |  |  |  | Item | 1 | EA | 100 | 1 | 1 | Date |  |  | 2024-09-30 15:41 |  | * | [6 empty] | 1 |  | 1 | 0.064923 |  | 0.064923 | 17.0649 |  |  | * |  |  | None | *
6 | 45-GALC-0225 | STEEL,JKT,A60,16 GA,60" COIL | 0 | Purchased Item | Active |  | 1 | 1 |  |  |  | Item | 2.4363 | SFT | 100 | 1 | 2.4363 | Date |  |  | 2024-09-30 15:41 |  | * | [6 empty] | 2.4363 |  | 1 | 15 |  | 0 | 16 |  |  | * |  |  | None | *
6 | IP-60388_DOC | 16ga GA Jkt coil 60. | B | Reference Item - Document Management | Active |  | 99999 | 1 |  |  |  | Item | 1 | EA | 100 | 1 | 1 | Date |  |  | 2024-09-30 15:41 |  | * | [6 empty] | 1 |  | 1 |  |  | 0 | 0 | [5 empty] | None
5 | - IP-60033 | 16ga GA Jkt coil 60 | 0 | Sub-assembly | Active |  | 2 | 1 |  |  |  | Item | 1 | EA | 100 | 1 | 1 | Date |  |  | 2024-09-30 15:41 |  | * | [6 empty] | 1 |  | 1 | 0.064923 |  | 0.064923 | 17.0649 |  |  | * |  |  | None | *
6 | 45-GALC-0225 | STEEL,JKT,A60,16 GA,60" COIL | 0 | Purchased Item | Active |  | 1 | 1 |  |  |  | Item | 2.4363 | SFT | 100 | 1 | 2.4363 | Date |  |  | 2024-09-30 15:41 |  | * | [6 empty] | 2.4363 |  | 1 | 15 |  | 0 | 16 |  |  | * |  |  | None | *
6 | IP-60033_DOC | 16ga GA Jkt coil 60. | B | Reference Item - Document Management | Active |  | 99999 | 1 |  |  |  | Item | 1 | EA | 100 | 1 | 1 | Date |  |  | 2024-09-30 15:41 |  | * | [6 empty] | 1 |  | 1 |  |  | 0 | 0 | [5 empty] | None
5 | - IP-60216 | 16ga GA Brt coil 60 | 0 | Sub-assembly | Active |  | 3 | 1 |  |  |  | Item | 1 | EA | 100 | 1 | 1 | Date |  |  | 2024-09-30 15:41 |  | * | [6 empty] | 1 |  | 1 | 0 |  | 0 | 17 |  |  | * |  |  | None | *
6 | 45-GALC-0275 | STEEL,GALV,G90,16 GA,60" COIL | 0 | Purchased Item | Active |  | 1 | 1 |  |  |  | Item | 2.5873 | SFT | 100 | 1 | 2.5873 | Date |  |  | 2024-09-30 15:41 |  | * | [6 empty] | 2.5873 |  | 1 | 15 |  | 0 | 16 |  |  | * |  |  | None | *
6 | IP-60216_DOC | 16ga GA Brt coil 60. | B | Reference Item - Document Management | Active |  | 99999 | 1 |  |  |  | Item | 1 | EA | 100 | 1 | 1 | Date |  |  | 2024-09-30 15:41 |  | * | [6 empty] | 1 |  | 1 |  |  | 0 | 0 | [5 empty] | None
5 | - IP-60391 | 16ga GA Brt coil 60 | 0 | Sub-assembly | Active |  | 4 | 1 |  |  |  | Item | 1 | EA | 100 | 1 | 1 | Date |  |  | 2024-09-30 15:41 |  | * | [6 empty] | 1 |  | 1 | 0 |  | 0 | 17 |  |  | * |  |  | None | *
6 | 45-GALC-0275 | STEEL,GALV,G90,16 GA,60" COIL | 0 | Purchased Item | Active |  | 1 | 1 |  |  |  | Item | 2.3669 | SFT | 100 | 1 | 2.3669 | Date |  |  | 2024-09-30 15:41 |  | * | [6 empty] | 2.3669 |  | 1 | 15 |  | 0 | 16 |  |  | * |  |  | None | *
6 | IP-60391_DOC | 16ga GA Brt coil 60. | B | Reference Item - Document Management | Active |  | 99999 | 1 |  |  |  | Item | 1 | EA | 100 | 1 | 1 | Date |  |  | 2024-09-30 15:41 |  | * | [6 empty] | 1 |  | 1 |  |  | 0 | 0 | [5 empty] | None
5 | - IP-59451 | 16ga GA Jkt coil 60 | 0 | Sub-assembly | Active |  | 5 | 1 |  |  |  | Item | 1 | EA | 100 | 1 | 1 | Date |  |  | 2024-09-30 15:41 |  | * | [6 empty] | 1 |  | 1 | 0.064923 |  | 0.064923 | 17.0649 |  |  | * |  |  | None | *
6 | 45-GALC-0225 | STEEL,JKT,A60,16 GA,60" COIL | 0 | Purchased Item | Active |  | 1 | 1 |  |  |  | Item | 0.34022 | SFT | 100 | 1 | 0.34022 | Date |  |  | 2024-09-30 15:41 |  | * | [6 empty] | 0.34022 |  | 1 | 15 |  | 0 | 16 |  |  | * |  |  | None | *
6 | IP-59451_DOC | 16ga GA Jkt coil 60. | B | Reference Item - Document Management | Active |  | 99999 | 1 |  |  |  | Item | 1 | EA | 100 | 1 | 1 | Date |  |  | 2024-09-30 15:41 |  | * | [6 empty] | 1 |  | 1 |  |  | 0 | 0 | [5 empty] | None
5 | - IP-60215 | 16ga GA Brt coil 60 | 0 | Sub-assembly | Active |  | 7 | 1 |  |  |  | Item | 1 | EA | 100 | 1 | 1 | Date |  |  | 2024-09-30 15:41 |  | * | [6 empty] | 1 |  | 1 | 0 |  | 0 | 17 |  |  | * |  |  | None | *
6 | 45-GALC-0275 | STEEL,GALV,G90,16 GA,60" COIL | 0 | Purchased Item | Active |  | 1 | 1 |  |  |  | Item | 0.05907 | SFT | 100 | 1 | 0.05907 | Date |  |  | 2024-09-30 15:41 |  | * | [6 empty] | 0.05907 |  | 1 | 15 |  | 0 | 16 |  |  | * |  |  | None | *
6 | IP-60215_DOC | 16ga GA Brt coil 60. | B | Reference Item - Document Management | Active |  | 99999 | 1 |  |  |  | Item | 1 | EA | 100 | 1 | 1 | Date |  |  | 2024-09-30 15:41 |  | * | [6 empty] | 1 |  | 1 |  |  | 0 | 0 | [5 empty] | None
5 | - IP-60205 | Foam Panel 3in | 0 | Sub-assembly | Active |  | 8 | 1 |  |  |  | Item | 1 | EA | 100 | 1 | 1 | Date |  |  | 2024-09-30 15:41 |  | * | [6 empty] | 1 |  | 1 | 0 |  | 0 | 43 |  |  | * |  |  | None | *
6 | - IP-60210 | SUPRASEC 2026 - HUNTSMAN, PANEL LAMINATING ADHESIVE | 0 | Sub-assembly | Active |  | 1 | 1 |  |  |  | Item | 1 | EA | 100 | 1 | 1 | Date |  |  | 2024-09-30 15:41 |  | * | [6 empty] | 1 |  | 1 | 0 |  | 0 | 27 |  |  | * |  |  | None | *
7 | 85-ADH-SUPR2026 | SUPRASEC 2026 - HUNTSMAN, PANEL LAMINATING ADHESIVE | 0 | Purchased Item | Active |  | 1 | 1 |  |  |  | Item | 5.746 | SFT | 100 | 1 | 5.746 | Date |  |  | 2024-09-30 15:41 |  | * | [6 empty] | 5.746 |  | 1 | 25 |  | 0 | 26 |  |  | * |  |  | None | *
6 | - IP-60206 | R-max Polyisocyanurate Foam Board, 2.5lbs/ft3, GRF faced, 2.83 - 2.95 ( +/- .060) thick, 43 x 120 | 0 | Sub-assembly | Active |  | 2 | 1 |  |  |  | Item | 1 | EA | 100 | 1 | 1 | Date |  |  | 2024-09-30 15:41 |  | * | [6 empty] | 1 |  | 1 | 0 |  | 0 | 17 |  |  | * |  |  | None | *
7 | 35-INSU-RM34312 | R-MAX POLYISOCYANURATE FOAM BOARD, 2.5LBS/FT3, GRF FACED, 2.83 - 2.95 ( +/- .060)” THICK, 43 X 120” | 0 | Purchased Item | Active |  | 1 | 1 |  |  |  | Item | 6 | SFT | 100 | 1 | 6 | Date |  |  | 2024-09-30 15:41 |  | * | [6 empty] | 6 |  | 1 | 15 |  | 0 | 16 |  |  | * |  |  | None | *
6 | - IP-60208 | 20ga GA Jkt coil 60 | 0 | Sub-assembly | Active |  | 3 | 1 |  |  |  | Item | 1 | EA | 100 | 1 | 1 | Date |  |  | 2024-09-30 15:41 |  | * | [6 empty] | 1 |  | 1 | 0 |  | 0 | 17 |  |  | * |  |  | None | *
7 | 46-GALC-A620G44 | STEEL,JKT,A60,20GA,44.488" COIL, +/- 0.078" | 0 | Purchased Item | Active |  | 1 | 1 |  |  |  | Item | 5.746 | SFT | 100 | 1 | 5.746 | Date |  |  | 2024-09-30 15:41 |  | * | [6 empty] | 5.746 |  | 1 | 15 |  | 0 | 16 |  |  | * |  |  | None | *
6 | - IP-60207 | 20ga GA Brt coil ROBOR | 0 | Sub-assembly | Active |  | 4 | 1 |  |  |  | Item | 1 | EA | 100 | 1 | 1 | Date |  |  | 2024-09-30 15:41 |  | * | [6 empty] | 1 |  | 1 | 0 |  | 0 | 22 |  |  | * |  |  | None | *
7 | 46-PRPCG9020GO | STEEL G90 20GA WIDTH 44.488",EXTERIOR: CLEAR CONDUCTIVE GLOSS ONLY, INTERIOR:EPOXY | 0 | Purchased Item | Active |  | 1 | 1 |  |  |  | Item | 5.746 | SFT | 100 | 1 | 5.746 | Date |  |  | 2024-09-30 15:41 |  | * | [6 empty] | 5.746 |  | 1 | 20 |  | 0 | 21 |  |  | * |  |  | None | *
6 | - IP-60209 | DALTOFOAM TR 42100- HUNTSMAN, PANEL LAMINATING ADHESIVE | 0 | Sub-assembly | Active |  | 5 | 1 |  |  |  | Item | 1 | EA | 100 | 1 | 1 | Date |  |  | 2024-09-30 15:41 |  | * | [6 empty] | 1 |  | 1 | 0 |  | 0 | 42 |  |  | * |  |  | None | *
7 | 85-ADH-DAL42100 | DALTOFOAM TR 42100- HUNTSMAN, PANEL LAMINATING ADHESIVE | 0 | Purchased Item | Active |  | 1 | 1 |  |  |  | Item | 5.746 | SFT | 100 | 1 | 5.746 | Date |  |  | 2024-09-30 15:41 |  | * | [6 empty] | 5.746 |  | 1 | 40 |  | 0 | 41 |  |  | * |  |  | None | *
6 | IP-60205_DOC | Foam Panel 3in | 0 | Reference Item - Document Management | Active |  | 99999 | 1 |  |  |  | Item | 1 | EA | 100 | 1 | 1 | Date |  |  | 2024-09-30 15:41 |  | * | [6 empty] | 1 |  | 1 |  |  | 0 | 0 | [5 empty] | None
5 | - IP-60193 | Foam Panel 3in | 0 | Sub-assembly | Active |  | 9 | 1 |  |  |  | Item | 1 | EA | 100 | 1 | 1 | Date |  |  | 2024-09-30 15:41 |  | * | [6 empty] | 1 |  | 1 | 0 |  | 0 | 43 |  |  | * |  |  | None | *
6 | - IP-60194 | R-max Polyisocyanurate Foam Board, 2.5lbs/ft3, GRF faced, 2.83 - 2.95 ( +/- .060) thick, 43 x 120 | 0 | Sub-assembly | Active |  | 1 | 1 |  |  |  | Item | 1 | EA | 100 | 1 | 1 | Date |  |  | 2024-09-30 15:41 |  | * | [6 empty] | 1 |  | 1 | 0 |  | 0 | 17 |  |  | * |  |  | None | *
7 | 35-INSU-RM34312 | R-MAX POLYISOCYANURATE FOAM BOARD, 2.5LBS/FT3, GRF FACED, 2.83 - 2.95 ( +/- .060)” THICK, 43 X 120” | 0 | Purchased Item | Active |  | 1 | 1 |  |  |  | Item | 3 | SFT | 100 | 1 | 3 | Date |  |  | 2024-09-30 15:41 |  | * | [6 empty] | 3 |  | 1 | 15 |  | 0 | 16 |  |  | * |  |  | None | *
6 | - IP-60196 | 20ga GA Jkt coil 60 | 0 | Sub-assembly | Active |  | 2 | 1 |  |  |  | Item | 1 | EA | 100 | 1 | 1 | Date |  |  | 2024-09-30 15:41 |  | * | [6 empty] | 1 |  | 1 | 0 |  | 0 | 17 |  |  | * |  |  | None | *
7 | 46-GALC-A620G44 | STEEL,JKT,A60,20GA,44.488" COIL, +/- 0.078" | 0 | Purchased Item | Active |  | 1 | 1 |  |  |  | Item | 1.7307 | SFT | 100 | 1 | 1.7307 | Date |  |  | 2024-09-30 15:41 |  | * | [6 empty] | 1.7307 |  | 1 | 15 |  | 0 | 16 |  |  | * |  |  | None | *
6 | - IP-60198 | SUPRASEC 2026 - HUNTSMAN, PANEL LAMINATING ADHESIVE | 0 | Sub-assembly | Active |  | 3 | 1 |  |  |  | Item | 1 | EA | 100 | 1 | 1 | Date |  |  | 2024-09-30 15:41 |  | * | [6 empty] | 1 |  | 1 | 0 |  | 0 | 27 |  |  | * |  |  | None | *
7 | 85-ADH-SUPR2026 | SUPRASEC 2026 - HUNTSMAN, PANEL LAMINATING ADHESIVE | 0 | Purchased Item | Active |  | 1 | 1 |  |  |  | Item | 1.6983 | SFT | 100 | 1 | 1.6983 | Date |  |  | 2024-09-30 15:41 |  | * | [6 empty] | 1.6983 |  | 1 | 25 |  | 0 | 26 |  |  | * |  |  | None | *
6 | - IP-60195 | 20ga GA Brt coil ROBOR | 0 | Sub-assembly | Active |  | 4 | 1 |  |  |  | Item | 1 | EA | 100 | 1 | 1 | Date |  |  | 2024-09-30 15:41 |  | * | [6 empty] | 1 |  | 1 | 0 |  | 0 | 22 |  |  | * |  |  | None | *
7 | 46-PRPCG9020GO | STEEL G90 20GA WIDTH 44.488",EXTERIOR: CLEAR CONDUCTIVE GLOSS ONLY, INTERIOR:EPOXY | 0 | Purchased Item | Active |  | 1 | 1 |  |  |  | Item | 1.6983 | SFT | 100 | 1 | 1.6983 | Date |  |  | 2024-09-30 15:41 |  | * | [6 empty] | 1.6983 |  | 1 | 20 |  | 0 | 21 |  |  | * |  |  | None | *
6 | - IP-60197 | DALTOFOAM TR 42100- HUNTSMAN, PANEL LAMINATING ADHESIVE | 0 | Sub-assembly | Active |  | 5 | 1 |  |  |  | Item | 1 | EA | 100 | 1 | 1 | Date |  |  | 2024-09-30 15:41 |  | * | [6 empty] | 1 |  | 1 | 0 |  | 0 | 42 |  |  | * |  |  | None | *
7 | 85-ADH-DAL42100 | DALTOFOAM TR 42100- HUNTSMAN, PANEL LAMINATING ADHESIVE | 0 | Purchased Item | Active |  | 1 | 1 |  |  |  | Item | 1.6983 | SFT | 100 | 1 | 1.6983 | Date |  |  | 2024-09-30 15:41 |  | * | [6 empty] | 1.6983 |  | 1 | 40 |  | 0 | 41 |  |  | * |  |  | None | *
6 | IP-60193_DOC | Foam Panel 3in | 0 | Reference Item - Document Management | Active |  | 99999 | 1 |  |  |  | Item | 1 | EA | 100 | 1 | 1 | Date |  |  | 2024-09-30 15:41 |  | * | [6 empty] | 1 |  | 1 |  |  | 0 | 0 | [5 empty] | None
5 | - IP-59450 | 16ga GA Brt coil 60 | 0 | Sub-assembly | Active |  | 10 | 1 |  |  |  | Item | 1 | EA | 100 | 1 | 1 | Date |  |  | 2024-09-30 15:41 |  | * | [6 empty] | 1 |  | 1 | 0.064923 |  | 0.064923 | 17.0649 |  |  | * |  |  | None | *
6 | 45-GALC-0275 | STEEL,GALV,G90,16 GA,60" COIL | 0 | Purchased Item | Active |  | 1 | 1 |  |  |  | Item | 0.32864 | SFT | 100 | 1 | 0.32864 | Date |  |  | 2024-09-30 15:41 |  | * | [6 empty] | 0.32864 |  | 1 | 15 |  | 0 | 16 |  |  | * |  |  | None | *
6 | IP-59450_DOC | 16ga GA Brt coil 60. | B | Reference Item - Document Management | Active |  | 99999 | 1 |  |  |  | Item | 1 | EA | 100 | 1 | 1 | Date |  |  | 2024-09-30 15:41 |  | * | [6 empty] | 1 |  | 1 |  |  | 0 | 0 | [5 empty] | None
5 | - IP-60389 | 16ga GA Brt coil 60 | 0 | Sub-assembly | Active |  | 11 | 1 |  |  |  | Item | 1 | EA | 100 | 1 | 1 | Date |  |  | 2024-09-30 15:41 |  | * | [6 empty] | 1 |  | 1 | 0.064923 |  | 0.064923 | 17.0649 |  |  | * |  |  | None | *
6 | 45-GALC-0275 | STEEL,GALV,G90,16 GA,60" COIL | 0 | Purchased Item | Active |  | 1 | 1 |  |  |  | Item | 2.3669 | SFT | 100 | 1 | 2.3669 | Date |  |  | 2024-09-30 15:41 |  | * | [6 empty] | 2.3669 |  | 1 | 15 |  | 0 | 16 |  |  | * |  |  | None | *
6 | IP-60389_DOC | 16ga GA Brt coil 60. | B | Reference Item - Document Management | Active |  | 99999 | 1 |  |  |  | Item | 1 | EA | 100 | 1 | 1 | Date |  |  | 2024-09-30 15:41 |  | * | [6 empty] | 1 |  | 1 |  |  | 0 | 0 | [5 empty] | None
5 | - IP-60218 | 16ga GA Brt coil 60 | 0 | Sub-assembly | Active |  | 12 | 1 |  |  |  | Item | 1 | EA | 100 | 1 | 1 | Date |  |  | 2024-09-30 15:41 |  | * | [6 empty] | 1 |  | 1 | 0 |  | 0 | 17 |  |  | * |  |  | None | *
6 | 45-GALC-0275 | STEEL,GALV,G90,16 GA,60" COIL | 0 | Purchased Item | Active |  | 1 | 1 |  |  |  | Item | 2.69 | SFT | 100 | 1 | 2.69 | Date |  |  | 2024-09-30 15:41 |  | * | [6 empty] | 2.69 |  | 1 | 15 |  | 0 | 16 |  |  | * |  |  | None | *
6 | IP-60218_DOC | 16ga GA Brt coil 60. | B | Reference Item - Document Management | Active |  | 99999 | 1 |  |  |  | Item | 1 | EA | 100 | 1 | 1 | Date |  |  | 2024-09-30 15:41 |  | * | [6 empty] | 1 |  | 1 |  |  | 0 | 0 | [5 empty] | None
5 | - IP-60390 | 16ga GA Jkt coil 60 | 0 | Sub-assembly | Active |  | 13 | 1 |  |  |  | Item | 1 | EA | 100 | 1 | 1 | Date |  |  | 2024-09-30 15:41 |  | * | [6 empty] | 1 |  | 1 | 0 |  | 0 | 17 |  |  | * |  |  | None | *
6 | 45-GALC-0225 | STEEL,JKT,A60,16 GA,60" COIL | 0 | Purchased Item | Active |  | 1 | 1 |  |  |  | Item | 2.4363 | SFT | 100 | 1 | 2.4363 | Date |  |  | 2024-09-30 15:41 |  | * | [6 empty] | 2.4363 |  | 1 | 15 |  | 0 | 16 |  |  | * |  |  | None | *
6 | IP-60390_DOC | 16ga GA Jkt coil 60. | B | Reference Item - Document Management | Active |  | 99999 | 1 |  |  |  | Item | 1 | EA | 100 | 1 | 1 | Date |  |  | 2024-09-30 15:41 |  | * | [6 empty] | 1 |  | 1 |  |  | 0 | 0 | [5 empty] | None
5 | - IP-60212 | 16ga GA Jkt coil 60 | 0 | Sub-assembly | Active |  | 14 | 1 |  |  |  | Item | 1 | EA | 100 | 1 | 1 | Date |  |  | 2024-09-30 15:41 |  | * | [6 empty] | 1 |  | 1 | 0 |  | 0 | 17 |  |  | * |  |  | None | *
6 | 45-GALC-0225 | STEEL,JKT,A60,16 GA,60" COIL | 0 | Purchased Item | Active |  | 1 | 1 |  |  |  | Item | 2.4363 | SFT | 100 | 1 | 2.4363 | Date |  |  | 2024-09-30 15:41 |  | * | [6 empty] | 2.4363 |  | 1 | 15 |  | 0 | 16 |  |  | * |  |  | None | *
6 | IP-60212_DOC | 16ga GA Jkt coil 60. | B | Reference Item - Document Management | Active |  | 99999 | 1 |  |  |  | Item | 1 | EA | 100 | 1 | 1 | Date |  |  | 2024-09-30 15:41 |  | * | [6 empty] | 1 |  | 1 |  |  | 0 | 0 | [5 empty] | None
5 | 75-W-14-BN1458 | ZINC PLATED-NEOPRENE WASHER-9/32"ID - 5/8"OD | 0 | Purchased Item | Active |  | 15 | 1 |  |  |  | Item | 67 | EA | 100 | 1 | 67 | Date |  |  | 2024-09-30 15:41 |  | * | [6 empty] | 67 |  | 1 | 40 |  | 0 | 41 |  |  | * |  |  | None | *
5 | - IP-60217 | 16ga GA Jkt coil 60 | 0 | Sub-assembly | Active |  | 16 | 1 |  |  |  | Item | 1 | EA | 100 | 1 | 1 | Date |  |  | 2024-09-30 15:41 |  | * | [6 empty] | 1 |  | 1 | 0 |  | 0 | 17 |  |  | * |  |  | None | *
6 | 45-GALC-0225 | STEEL,JKT,A60,16 GA,60" COIL | 0 | Purchased Item | Active |  | 1 | 1 |  |  |  | Item | 2.6611 | SFT | 100 | 1 | 2.6611 | Date |  |  | 2024-09-30 15:41 |  | * | [6 empty] | 2.6611 |  | 1 | 15 |  | 0 | 16 |  |  | * |  |  | None | *
6 | IP-60217_DOC | 16ga GA Jkt coil 60. | B | Reference Item - Document Management | Active |  | 99999 | 1 |  |  |  | Item | 1 | EA | 100 | 1 | 1 | Date |  |  | 2024-09-30 15:41 |  | * | [6 empty] | 1 |  | 1 |  |  | 0 | 0 | [5 empty] | None
5 | - IP-60211 | 16ga GA Jkt coil 60 | 0 | Sub-assembly | Active |  | 17 | 1 |  |  |  | Item | 1 | EA | 100 | 1 | 1 | Date |  |  | 2024-09-30 15:41 |  | * | [6 empty] | 1 |  | 1 | 0 |  | 0 | 17 |  |  | * |  |  | None | *
6 | 45-GALC-0225 | STEEL,JKT,A60,16 GA,60" COIL | 0 | Purchased Item | Active |  | 1 | 1 |  |  |  | Item | 0.16622 | SFT | 100 | 1 | 0.16622 | Date |  |  | 2024-09-30 15:41 |  | * | [6 empty] | 0.16622 |  | 1 | 15 |  | 0 | 16 |  |  | * |  |  | None | *
6 | IP-60211_DOC | 16ga GA Jkt coil 60. | B | Reference Item - Document Management | Active |  | 99999 | 1 |  |  |  | Item | 1 | EA | 100 | 1 | 1 | Date |  |  | 2024-09-30 15:41 |  | * | [6 empty] | 1 |  | 1 |  |  | 0 | 0 | [5 empty] | None
5 | 75-SCWH-14-114 | 1/4-14x1 1/4" SELF DRILL S.H.W PL | 0 | Purchased Item | Active |  | 18 | 1 |  |  |  | Item | 67 | EA | 100 | 1 | 67 | Date |  |  | 2024-09-30 15:41 |  | * | [6 empty] | 67 |  | 1 | 20 |  | 0 | 21 |  |  | * |  |  | None | *
5 | - IP-60241 | 16ga GA Brt coil 60 | 0 | Sub-assembly | Active |  | 19 | 1 |  |  |  | Item | 1 | EA | 100 | 1 | 1 | Date |  |  | 2024-09-30 15:41 |  | * | [6 empty] | 1 |  | 1 | 0 |  | 0 | 17 |  |  | * |  |  | None | *
6 | 45-GALC-0275 | STEEL,GALV,G90,16 GA,60" COIL | 0 | Purchased Item | Active |  | 1 | 1 |  |  |  | Item | 2.3669 | SFT | 100 | 1 | 2.3669 | Date |  |  | 2024-09-30 15:41 |  | * | [6 empty] | 2.3669 |  | 1 | 15 |  | 0 | 16 |  |  | * |  |  | None | *
6 | IP-60241_DOC | 16ga GA Brt coil 60. | B | Reference Item - Document Management | Active |  | 99999 | 1 |  |  |  | Item | 1 | EA | 100 | 1 | 1 | Date |  |  | 2024-09-30 15:41 |  | * | [6 empty] | 1 |  | 1 |  |  | 0 | 0 | [5 empty] | None
5 | - IP-60219 | 16ga GA Jkt coil 60 | 0 | Sub-assembly | Active |  | 20 | 1 |  |  |  | Item | 1 | EA | 100 | 1 | 1 | Date |  |  | 2024-09-30 15:41 |  | * | [6 empty] | 1 |  | 1 | 0 |  | 0 | 17 |  |  | * |  |  | None | *
6 | 45-GALC-0225 | STEEL,JKT,A60,16 GA,60" COIL | 0 | Purchased Item | Active |  | 1 | 1 |  |  |  | Item | 2.7668 | SFT | 100 | 1 | 2.7668 | Date |  |  | 2024-09-30 15:41 |  | * | [6 empty] | 2.7668 |  | 1 | 15 |  | 0 | 16 |  |  | * |  |  | None | *
6 | IP-60219_DOC | 16ga GA Jkt coil 60. | B | Reference Item - Document Management | Active |  | 99999 | 1 |  |  |  | Item | 1 | EA | 100 | 1 | 1 | Date |  |  | 2024-09-30 15:41 |  | * | [6 empty] | 1 |  | 1 |  |  | 0 | 0 | [5 empty] | None
5 | - IP-59447 | 16ga GA Jkt coil 60 | 0 | Sub-assembly | Active |  | 21 | 1 |  |  |  | Item | 1 | EA | 100 | 1 | 1 | Date |  |  | 2024-09-30 15:41 |  | * | [6 empty] | 1 |  | 1 | 0.064923 |  | 0.064923 | 17.0649 |  |  | * |  |  | None | *
6 | 45-GALC-0225 | STEEL,JKT,A60,16 GA,60" COIL | 0 | Purchased Item | Active |  | 1 | 1 |  |  |  | Item | 0.34022 | SFT | 100 | 1 | 0.34022 | Date |  |  | 2024-09-30 15:41 |  | * | [6 empty] | 0.34022 |  | 1 | 15 |  | 0 | 16 |  |  | * |  |  | None | *
6 | IP-59447_DOC | 16ga GA Jkt coil 60. | B | Reference Item - Document Management | Active |  | 99999 | 1 |  |  |  | Item | 1 | EA | 100 | 1 | 1 | Date |  |  | 2024-09-30 15:41 |  | * | [6 empty] | 1 |  | 1 |  |  | 0 | 0 | [5 empty] | None
5 | - IP-60214 | 16ga GA Brt coil 60 | 0 | Sub-assembly | Active |  | 22 | 1 |  |  |  | Item | 1 | EA | 100 | 1 | 1 | Date |  |  | 2024-09-30 15:41 |  | * | [6 empty] | 1 |  | 1 | 0 |  | 0 | 17 |  |  | * |  |  | None | *
6 | 45-GALC-0275 | STEEL,GALV,G90,16 GA,60" COIL | 0 | Purchased Item | Active |  | 1 | 1 |  |  |  | Item | 0.15984 | SFT | 100 | 1 | 0.15984 | Date |  |  | 2024-09-30 15:41 |  | * | [6 empty] | 0.15984 |  | 1 | 15 |  | 0 | 16 |  |  | * |  |  | None | *
6 | IP-60214_DOC | 16ga GA Brt coil 60. | B | Reference Item - Document Management | Active |  | 99999 | 1 |  |  |  | Item | 1 | EA | 100 | 1 | 1 | Date |  |  | 2024-09-30 15:41 |  | * | [6 empty] | 1 |  | 1 |  |  | 0 | 0 | [5 empty] | None
5 | - IP-59446 | 16ga GA Brt coil 60 | 0 | Sub-assembly | Active |  | 23 | 1 |  |  |  | Item | 1 | EA | 100 | 1 | 1 | Date |  |  | 2024-09-30 15:41 |  | * | [6 empty] | 1 |  | 1 | 0.064923 |  | 0.064923 | 17.0649 |  |  | * |  |  | None | *
6 | 45-GALC-0275 | STEEL,GALV,G90,16 GA,60" COIL | 0 | Purchased Item | Active |  | 1 | 1 |  |  |  | Item | 0.32902 | SFT | 100 | 1 | 0.32902 | Date |  |  | 2024-09-30 15:41 |  | * | [6 empty] | 0.32902 |  | 1 | 15 |  | 0 | 16 |  |  | * |  |  | None | *
6 | IP-59446_DOC | 16ga GA Brt coil 60. | B | Reference Item - Document Management | Active |  | 99999 | 1 |  |  |  | Item | 1 | EA | 100 | 1 | 1 | Date |  |  | 2024-09-30 15:41 |  | * | [6 empty] | 1 |  | 1 | 10 |  | 0 | 10 | [5 empty] | None
5 | 75-SCWR-818-34 | SELF DRILLING SCREW 8-18, 3/4" LENGTH, ZINC PLATED PAN HEAD PHILLIPS, PART NO. 94060A197 | 0 | Purchased Item | Active |  | 24 | 1 |  |  |  | Item | 67 | EA | 100 | 1 | 67 | Date |  |  | 2024-09-30 15:41 |  | * | [6 empty] | 67 |  | 1 | 40 |  | 0 | 41 |  |  | * |  |  | None | *
5 | - IP-60240 | 16ga GA Brt coil 60 | 0 | Sub-assembly | Active |  | 25 | 1 |  |  |  | Item | 1 | EA | 100 | 1 | 1 | Date |  |  | 2024-09-30 15:41 |  | * | [6 empty] | 1 |  | 1 | 0.064923 |  | 0.064923 | 17.0649 |  |  | * |  |  | None | *
6 | 45-GALC-0275 | STEEL,GALV,G90,16 GA,60" COIL | 0 | Purchased Item | Active |  | 1 | 1 |  |  |  | Item | 2.3669 | SFT | 100 | 1 | 2.3669 | Date |  |  | 2024-09-30 15:41 |  | * | [6 empty] | 2.3669 |  | 1 | 15 |  | 0 | 16 |  |  | * |  |  | None | *
6 | IP-60240_DOC | 16ga GA Brt coil 60. | B | Reference Item - Document Management | Active |  | 99999 | 1 |  |  |  | Item | 1 | EA | 100 | 1 | 1 | Date |  |  | 2024-09-30 15:41 |  | * | [6 empty] | 1 |  | 1 |  |  | 0 | 0 | [5 empty] | None
5 | - IP-59424 | Foam Panel 3in | 0 | Sub-assembly | Active |  | 26 | 1 |  |  |  | Item | 1 | EA | 100 | 1 | 1 | Date |  |  | 2024-09-30 15:41 |  | * | [6 empty] | 1 |  | 1 | 0 |  | 0 | 43 |  |  | * |  |  | None | *
6 | - IP-59429 | SUPRASEC 2026 - HUNTSMAN, PANEL LAMINATING ADHESIVE | 0 | Sub-assembly | Active |  | 1 | 1 |  |  |  | Item | 1 | EA | 100 | 1 | 1 | Date |  |  | 2024-09-30 15:41 |  | * | [6 empty] | 1 |  | 1 | 0 |  | 0 | 27 |  |  | * |  |  | None | *
7 | 85-ADH-SUPR2026 | SUPRASEC 2026 - HUNTSMAN, PANEL LAMINATING ADHESIVE | 0 | Purchased Item | Active |  | 1 | 1 |  |  |  | Item | 11.7624 | SFT | 100 | 1 | 11.7624 | Date |  |  | 2024-09-30 15:41 |  | * | [6 empty] | 11.7624 |  | 1 | 25 |  | 0 | 26 |  |  | * |  |  | None | *
6 | - IP-59427 | 20ga GA Jkt coil 60 | 0 | Sub-assembly | Active |  | 2 | 1 |  |  |  | Item | 1 | EA | 100 | 1 | 1 | Date |  |  | 2024-09-30 15:41 |  | * | [6 empty] | 1 |  | 1 | 0 |  | 0 | 17 |  |  | * |  |  | None | *
7 | 46-GALC-A620G44 | STEEL,JKT,A60,20GA,44.488" COIL, +/- 0.078" | 0 | Purchased Item | Active |  | 1 | 1 |  |  |  | Item | 13.52 | SFT | 100 | 1 | 13.52 | Date |  |  | 2024-09-30 15:41 |  | * | [6 empty] | 13.52 |  | 1 | 15 |  | 0 | 16 |  |  | * |  |  | None | *
6 | - IP-59425 | R-max Polyisocyanurate Foam Board, 2.5lbs/ft3, GRF faced, 2.83 - 2.95 ( +/- .060) thick, 43 x 120 | 0 | Sub-assembly | Active |  | 3 | 1 |  |  |  | Item | 1 | EA | 100 | 1 | 1 | Date |  |  | 2024-09-30 15:41 |  | * | [6 empty] | 1 |  | 1 | 0 |  | 0 | 17 |  |  | * |  |  | None | *
7 | 35-INSU-RM34312 | R-MAX POLYISOCYANURATE FOAM BOARD, 2.5LBS/FT3, GRF FACED, 2.83 - 2.95 ( +/- .060)” THICK, 43 X 120” | 0 | Purchased Item | Active |  | 1 | 1 |  |  |  | Item | 12 | SFT | 100 | 1 | 12 | Date |  |  | 2024-09-30 15:41 |  | * | [6 empty] | 12 |  | 1 | 15 |  | 0 | 16 |  |  | * |  |  | None | *
6 | - IP-59428 | DALTOFOAM TR 42100- HUNTSMAN, PANEL LAMINATING ADHESIVE | 0 | Sub-assembly | Active |  | 4 | 1 |  |  |  | Item | 1 | EA | 100 | 1 | 1 | Date |  |  | 2024-09-30 15:41 |  | * | [6 empty] | 1 |  | 1 | 0 |  | 0 | 42 |  |  | * |  |  | None | *
7 | 85-ADH-DAL42100 | DALTOFOAM TR 42100- HUNTSMAN, PANEL LAMINATING ADHESIVE | 0 | Purchased Item | Active |  | 1 | 1 |  |  |  | Item | 11.7624 | SFT | 100 | 1 | 11.7624 | Date |  |  | 2024-09-30 15:41 |  | * | [6 empty] | 11.7624 |  | 1 | 40 |  | 0 | 41 |  |  | * |  |  | None | *
6 | - IP-59426 | 20ga GA Brt coil ROBOR | 0 | Sub-assembly | Active |  | 5 | 1 |  |  |  | Item | 1 | EA | 100 | 1 | 1 | Date |  |  | 2024-09-30 15:41 |  | * | [6 empty] | 1 |  | 1 | 0 |  | 0 | 22 |  |  | * |  |  | None | *
7 | 46-PRPCG9020GO | STEEL G90 20GA WIDTH 44.488",EXTERIOR: CLEAR CONDUCTIVE GLOSS ONLY, INTERIOR:EPOXY | 0 | Purchased Item | Active |  | 1 | 1 |  |  |  | Item | 11.7624 | SFT | 100 | 1 | 11.7624 | Date |  |  | 2024-09-30 15:41 |  | * | [6 empty] | 11.7624 |  | 1 | 20 |  | 0 | 21 |  |  | * |  |  | None | *
6 | IP-59424_DOC | Foam Panel 3in. | B | Reference Item - Document Management | Active |  | 99999 | 1 |  |  |  | Item | 1 | EA | 100 | 1 | 1 | Date |  |  | 2024-09-30 15:41 |  | * | [6 empty] | 1 |  | 1 | 10 |  | 0 | 10 | [5 empty] | None
5 | - IP-60213 | 16ga GA Jkt coil 60 | 0 | Sub-assembly | Active |  | 27 | 1 |  |  |  | Item | 1 | EA | 100 | 1 | 1 | Date |  |  | 2024-09-30 15:41 |  | * | [6 empty] | 1 |  | 1 | 0 |  | 0 | 17 |  |  | * |  |  | None | *
6 | 45-GALC-0225 | STEEL,JKT,A60,16 GA,60" COIL | 0 | Purchased Item | Active |  | 1 | 1 |  |  |  | Item | 0.06257 | SFT | 100 | 1 | 0.06257 | Date |  |  | 2024-09-30 15:41 |  | * | [6 empty] | 0.06257 |  | 1 | 15 |  | 0 | 16 |  |  | * |  |  | None | *
6 | IP-60213_DOC | 16ga GA Jkt coil 60. | B | Reference Item - Document Management | Active |  | 99999 | 1 |  |  |  | Item | 1 | EA | 100 | 1 | 1 | Date |  |  | 2024-09-30 15:41 |  | * | [6 empty] | 1 |  | 1 |  |  | 0 | 0 | [5 empty] | None
5 | - IP-60199 | Foam Panel 3in | 0 | Sub-assembly | Active |  | 28 | 1 |  |  |  | Item | 1 | EA | 100 | 1 | 1 | Date |  |  | 2024-09-30 15:41 |  | * | [6 empty] | 1 |  | 1 | 0 |  | 0 | 43 |  |  | * |  |  | None | *
6 | - IP-60200 | R-max Polyisocyanurate Foam Board, 2.5lbs/ft3, GRF faced, 2.83 - 2.95 ( +/- .060) thick, 43 x 120 | 0 | Sub-assembly | Active |  | 1 | 1 |  |  |  | Item | 1 | EA | 100 | 1 | 1 | Date |  |  | 2024-09-30 15:41 |  | * | [6 empty] | 1 |  | 1 | 0 |  | 0 | 17 |  |  | * |  |  | None | *
7 | 35-INSU-RM34312 | R-MAX POLYISOCYANURATE FOAM BOARD, 2.5LBS/FT3, GRF FACED, 2.83 - 2.95 ( +/- .060)” THICK, 43 X 120” | 0 | Purchased Item | Active |  | 1 | 1 |  |  |  | Item | 3 | SFT | 100 | 1 | 3 | Date |  |  | 2024-09-30 15:41 |  | * | [6 empty] | 3 |  | 1 | 15 |  | 0 | 16 |  |  | * |  |  | None | *
6 | - IP-60202 | 20ga GA Jkt coil 60 | 0 | Sub-assembly | Active |  | 2 | 1 |  |  |  | Item | 1 | EA | 100 | 1 | 1 | Date |  |  | 2024-09-30 15:41 |  | * | [6 empty] | 1 |  | 1 | 0 |  | 0 | 17 |  |  | * |  |  | None | *
7 | 46-GALC-A620G44 | STEEL,JKT,A60,20GA,44.488" COIL, +/- 0.078" | 0 | Purchased Item | Active |  | 1 | 1 |  |  |  | Item | 1.7994 | SFT | 100 | 1 | 1.7994 | Date |  |  | 2024-09-30 15:41 |  | * | [6 empty] | 1.7994 |  | 1 | 15 |  | 0 | 16 |  |  | * |  |  | None | *
6 | - IP-60204 | SUPRASEC 2026 - HUNTSMAN, PANEL LAMINATING ADHESIVE | 0 | Sub-assembly | Active |  | 3 | 1 |  |  |  | Item | 1 | EA | 100 | 1 | 1 | Date |  |  | 2024-09-30 15:41 |  | * | [6 empty] | 1 |  | 1 | 0 |  | 0 | 27 |  |  | * |  |  | None | *
7 | 85-ADH-SUPR2026 | SUPRASEC 2026 - HUNTSMAN, PANEL LAMINATING ADHESIVE | 0 | Purchased Item | Active |  | 1 | 1 |  |  |  | Item | 1.7669 | SFT | 100 | 1 | 1.7669 | Date |  |  | 2024-09-30 15:41 |  | * | [6 empty] | 1.7669 |  | 1 | 25 |  | 0 | 26 |  |  | * |  |  | None | *
6 | - IP-60201 | 20ga GA Brt coil ROBOR | 0 | Sub-assembly | Active |  | 4 | 1 |  |  |  | Item | 1 | EA | 100 | 1 | 1 | Date |  |  | 2024-09-30 15:41 |  | * | [6 empty] | 1 |  | 1 | 0 |  | 0 | 22 |  |  | * |  |  | None | *
7 | 46-PRPCG9020GO | STEEL G90 20GA WIDTH 44.488",EXTERIOR: CLEAR CONDUCTIVE GLOSS ONLY, INTERIOR:EPOXY | 0 | Purchased Item | Active |  | 1 | 1 |  |  |  | Item | 1.7669 | SFT | 100 | 1 | 1.7669 | Date |  |  | 2024-09-30 15:41 |  | * | [6 empty] | 1.7669 |  | 1 | 20 |  | 0 | 21 |  |  | * |  |  | None | *
6 | - IP-60203 | DALTOFOAM TR 42100- HUNTSMAN, PANEL LAMINATING ADHESIVE | 0 | Sub-assembly | Active |  | 5 | 1 |  |  |  | Item | 1 | EA | 100 | 1 | 1 | Date |  |  | 2024-09-30 15:41 |  | * | [6 empty] | 1 |  | 1 | 0 |  | 0 | 42 |  |  | * |  |  | None | *
7 | 85-ADH-DAL42100 | DALTOFOAM TR 42100- HUNTSMAN, PANEL LAMINATING ADHESIVE | 0 | Purchased Item | Active |  | 1 | 1 |  |  |  | Item | 1.7669 | SFT | 100 | 1 | 1.7669 | Date |  |  | 2024-09-30 15:41 |  | * | [6 empty] | 1.7669 |  | 1 | 40 |  | 0 | 41 |  |  | * |  |  | None | *
6 | IP-60199_DOC | Foam Panel 3in | 0 | Reference Item - Document Management | Active |  | 99999 | 1 |  |  |  | Item | 1 | EA | 100 | 1 | 1 | Date |  |  | 2024-09-30 15:41 |  | * | [6 empty] | 1 |  | 1 |  |  | 0 | 0 | [5 empty] | None
5 | 75-RIVET-0050 | 304 STAINLESS STEEL - POP RIVET - 1/8" X .188-250" LONG | 0 | Purchased Item | Active |  | 30 | 1 |  |  |  | Item | 67 | EA | 100 | 1 | 67 | Date |  |  | 2024-09-30 15:41 |  | * | [6 empty] | 67 |  | 1 | 20 |  | 0 | 21 |  |  | * |  |  | None | *
4 | - MCYSC4-SMA-58769 | VESTIBULO ELECTRICO UPPER SECTION | 0 | Sub-assembly | Active |  | 20 | 1 |  |  |  | Item | 1 | EA | 100 | 1 | 1 | Date |  |  | 2024-09-30 15:41 |  | * | [6 empty] | 1 |  | 1 | 0 |  | 0.064923 | 406.0243 |  |  | * |  |  | None | *
5 | - IP-59473 | 16ga GA Brt coil 60 | 0 | Sub-assembly | Active |  | 1 | 1 |  |  |  | Item | 2 | EA | 100 | 1 | 2 | Date |  |  | 2024-09-30 15:41 |  | * | [6 empty] | 2 |  | 1 | 0.064923 |  | 0.064923 | 17.0649 |  |  | * |  |  | None | *
6 | 45-GALC-0475 | STEEL,GALV,G90,20GA,60" COIL | 0 | Purchased Item | Active |  | 1 | 1 |  |  |  | Item | 5.797 | SFT | 100 | 1 | 11.594 | Date |  |  | 2024-09-30 15:41 |  | * | [6 empty] | 11.594 |  | 1 | 15 |  | 0 | 16 |  |  | * |  |  | None | *
6 | IP-59473_DOC | 16ga GA Brt coil 60. | B | Reference Item - Document Management | Active |  | 99999 | 1 |  |  |  | Item | 1 | EA | 100 | 1 | 2 | Date |  |  | 2024-09-30 15:41 |  | * | [6 empty] | 2 |  | 1 |  |  | 0 | 0 | [5 empty] | None
5 | - IP-59469 | 16ga GA Brt coil 60 | 0 | Sub-assembly | Active |  | 2 | 1 |  |  |  | Item | 1 | EA | 100 | 1 | 1 | Date |  |  | 2024-09-30 15:41 |  | * | [6 empty] | 1 |  | 1 | 0.024346 |  | 0.024346 | 17.0243 |  |  | * |  |  | None | *
6 | 45-GALC-0475 | STEEL,GALV,G90,20GA,60" COIL | 0 | Purchased Item | Active |  | 1 | 1 |  |  |  | Item | 3.752 | SFT | 100 | 1 | 3.752 | Date |  |  | 2024-09-30 15:41 |  | * | [6 empty] | 3.752 |  | 1 | 15 |  | 0 | 16 |  |  | * |  |  | None | *
6 | IP-59469_DOC | 16ga GA Brt coil 60. | B | Reference Item - Document Management | Active |  | 99999 | 1 |  |  |  | Item | 1 | EA | 100 | 1 | 1 | Date |  |  | 2024-09-30 15:41 |  | * | [6 empty] | 1 |  | 1 | 10 |  | 0 | 10 | [5 empty] | None
5 | - IP-59476 | 20ga GA Brt coil 60 | 0 | Sub-assembly | Active |  | 3 | 1 |  |  |  | Item | 1 | EA | 100 | 1 | 1 | Date |  |  | 2024-09-30 15:41 |  | * | [6 empty] | 1 |  | 1 | 0.064923 |  | 0.064923 | 17.0649 |  |  | * |  |  | None | *
6 | 45-GALC-0275 | STEEL,GALV,G90,16 GA,60" COIL | 0 | Purchased Item | Active |  | 1 | 1 |  |  |  | Item | 9.533 | SFT | 100 | 1 | 9.533 | Date |  |  | 2024-09-30 15:41 |  | * | [6 empty] | 9.533 |  | 1 | 15 |  | 0 | 16 |  |  | * |  |  | None | *
6 | IP-59476_DOC | 20ga GA Brt coil 60. | B | Reference Item - Document Management | Active |  | 99999 | 1 |  |  |  | Item | 1 | EA | 100 | 1 | 1 | Date |  |  | 2024-09-30 15:41 |  | * | [6 empty] | 1 |  | 1 |  |  | 0 | 0 | [5 empty] | None
5 | - IP-58767 | 20ga GA Brt coil 60 | 0 | Sub-assembly | Active |  | 4 | 1 |  |  |  | Item | 1 | EA | 100 | 1 | 1 | Date |  |  | 2024-09-30 15:41 |  | * | [6 empty] | 1 |  | 1 | 0.024346 |  | 0.024346 | 17.0243 |  |  | * |  |  | None | *
6 | 45-GALC-0475 | STEEL,GALV,G90,20GA,60" COIL | 0 | Purchased Item | Active |  | 1 | 1 |  |  |  | Item | 6.118 | SFT | 100 | 1 | 6.118 | Date |  |  | 2024-09-30 15:41 |  | * | [6 empty] | 6.118 |  | 1 | 15 |  | 0 | 16 |  |  | * |  |  | None | *
6 | IP-58767_DOC | 20ga GA Brt coil 60. | B | Reference Item - Document Management | Active |  | 99999 | 1 |  |  |  | Item | 1 | EA | 100 | 1 | 1 | Date |  |  | 2024-09-30 15:41 |  | * | [6 empty] | 1 |  | 1 | 10 |  | 0 | 10 | [5 empty] | None
5 | - IP-59472 | 16ga GA Brt coil 60 | 0 | Sub-assembly | Active |  | 5 | 1 |  |  |  | Item | 1 | EA | 100 | 1 | 1 | Date |  |  | 2024-09-30 15:41 |  | * | [6 empty] | 1 |  | 1 | 0.024346 |  | 0.024346 | 17.0243 |  |  | * |  |  | None | *
6 | 45-GALC-0475 | STEEL,GALV,G90,20GA,60" COIL | 0 | Purchased Item | Active |  | 1 | 1 |  |  |  | Item | 5.512 | SFT | 100 | 1 | 5.512 | Date |  |  | 2024-09-30 15:41 |  | * | [6 empty] | 5.512 |  | 1 | 15 |  | 0 | 16 |  |  | * |  |  | None | *
6 | IP-59472_DOC | 16ga GA Brt coil 60. | B | Reference Item - Document Management | Active |  | 99999 | 1 |  |  |  | Item | 1 | EA | 100 | 1 | 1 | Date |  |  | 2024-09-30 15:41 |  | * | [6 empty] | 1 |  | 1 |  |  | 0 | 0 | [5 empty] | None
5 | - IP-61511 | 16ga GA Brt coil 60 | 0 | Sub-assembly | Active |  | 6 | 1 |  |  |  | Item | 1 | EA | 100 | 1 | 1 | Date |  |  | 2024-09-30 15:41 |  | * | [6 empty] | 1 |  | 1 | 0.024346 |  | 0.024346 | 17.0243 |  |  | * |  |  | None | *
6 | 45-GALC-0475 | STEEL,GALV,G90,20GA,60" COIL | 0 | Purchased Item | Active |  | 1 | 1 |  |  |  | Item | 3.752 | SFT | 100 | 1 | 3.752 | Date |  |  | 2024-09-30 15:41 |  | * | [6 empty] | 3.752 |  | 1 | 15 |  | 0 | 16 |  |  | * |  |  | None | *
6 | IP-61511_DOC | 16ga GA Brt coil 60. | B | Reference Item - Document Management | Active |  | 99999 | 1 |  |  |  | Item | 1 | EA | 100 | 1 | 1 | Date |  |  | 2024-09-30 15:41 |  | * | [6 empty] | 1 |  | 1 | 10 |  | 0 | 10 | [5 empty] | None
5 | - IP-59467 | 20ga GA Brt coil 60 | 0 | Sub-assembly | Active |  | 7 | 1 |  |  |  | Item | 1 | EA | 100 | 1 | 1 | Date |  |  | 2024-09-30 15:41 |  | * | [6 empty] | 1 |  | 1 | 0.064923 |  | 0.064923 | 31.0649 |  |  | * |  |  | None | *
6 | 45-GALC-0275 | STEEL,GALV,G90,16 GA,60" COIL | 0 | Purchased Item | Active |  | 1 | 1 |  |  |  | Item | 7.413 | SFT | 100 | 1 | 7.413 | Date |  |  | 2024-09-30 15:41 |  | * | [6 empty] | 7.413 |  | 1 | 15 |  | 0 | 16 |  |  | * |  |  | None | *
6 | IP-59467_DOC | 20ga GA Brt coil 60. | B | Reference Item - Document Management | Active |  | 99999 | 1 |  |  |  | Item | 1 | EA | 100 | 1 | 1 | Date |  |  | 2024-09-30 15:41 |  | * | [6 empty] | 1 |  | 1 | 30 |  | 0 | 30 | [5 empty] | None
5 | - IP-61508 | 16ga SS 304L Solid coil 60 | 0 | Sub-assembly | Active |  | 8 | 1 |  |  |  | Item | 1 | EA | 100 | 1 | 1 | Date |  |  | 2024-09-30 15:41 |  | * | [6 empty] | 1 |  | 1 | 0.064923 |  | 0.064923 | 17.0649 |  |  | * |  |  | None | *
6 | 45-GALC-0275 | STEEL,GALV,G90,16 GA,60" COIL | 0 | Purchased Item | Active |  | 1 | 1 |  |  |  | Item | 2.54 | SFT | 100 | 1 | 2.54 | Date |  |  | 2024-09-30 15:41 |  | * | [6 empty] | 2.54 |  | 1 | 15 |  | 0 | 16 |  |  | * |  |  | None | *
6 | IP-61508_DOC | 16ga GA Brt coil 60. | B | Reference Item - Document Management | Active |  | 99999 | 1 |  |  |  | Item | 1 | EA | 100 | 1 | 1 | Date |  |  | 2024-09-30 15:41 |  | * | [6 empty] | 1 |  | 1 |  |  | 0 | 0 | [5 empty] | None
5 | 75-WF-142012-P8 | 1/4-20X1/2-SERR FLNG BOLT PLTD | 0 | Purchased Item | Active |  | 9 | 1 |  |  |  | Item | 57 | EA | 100 | 1 | 57 | Date |  |  | 2024-09-30 15:41 |  | * | [6 empty] | 57 |  | 1 | 50 |  | 0 | 51 |  |  | * |  |  | None | *
5 | 75-WN-1420-P | 1/4-20-SERR FLNG NUT PLTD | 0 | Purchased Item | Active |  | 10 | 1 |  |  |  | Item | 57 | EA | 100 | 1 | 57 | Date |  |  | 2024-09-30 15:41 |  | * | [6 empty] | 57 |  | 1 | 30 |  | 0 | 31 |  |  | * |  |  | None | *
5 | 75-PPH-1414114 | 1/4-14 X 1-1-4" PHILLIPS PAN HEAD SELF DRILLING SCREW ZINC | 0 | Purchased Item | Active |  | 11 | 1 |  |  |  | Item | 152 | EA | 100 | 1 | 152 | Date |  |  | 2024-09-30 15:41 |  | * | [6 empty] | 152 |  | 1 | 5 |  | 0 | 6 |  |  | * |  |  | None | *
5 | - IP-59474 | 20ga GA Brt coil 60 | 0 | Sub-assembly | Active |  | 12 | 1 |  |  |  | Item | 1 | EA | 100 | 1 | 1 | Date |  |  | 2024-09-30 15:41 |  | * | [6 empty] | 1 |  | 1 | 0.064923 |  | 0.064923 | 17.0649 |  |  | * |  |  | None | *
6 | 45-GALC-0275 | STEEL,GALV,G90,16 GA,60" COIL | 0 | Purchased Item | Active |  | 1 | 1 |  |  |  | Item | 7.413 | SFT | 100 | 1 | 7.413 | Date |  |  | 2024-09-30 15:41 |  | * | [6 empty] | 7.413 |  | 1 | 15 |  | 0 | 16 |  |  | * |  |  | None | *
6 | IP-59474_DOC | 20ga GA Brt coil 60. | B | Reference Item - Document Management | Active |  | 99999 | 1 |  |  |  | Item | 1 | EA | 100 | 1 | 1 | Date |  |  | 2024-09-30 15:41 |  | * | [6 empty] | 1 |  | 1 |  |  | 0 | 0 | [5 empty] | None
5 | - IP-59471 | 16ga GA Brt coil 60 | 0 | Sub-assembly | Active |  | 13 | 1 |  |  |  | Item | 1 | EA | 100 | 1 | 1 | Date |  |  | 2024-09-30 15:41 |  | * | [6 empty] | 1 |  | 1 | 0.024346 |  | 0.024346 | 405.0243 |  |  | * |  |  | None | *
6 | 45-GALC-0475 | STEEL,GALV,G90,20GA,60" COIL | 0 | Purchased Item | Active |  | 1 | 1 |  |  |  | Item | 2.833 | SFT | 100 | 1 | 2.833 | Date |  |  | 2024-09-30 15:41 |  | * | [6 empty] | 2.833 |  | 1 | 15 |  | 0 | 16 |  |  | * |  |  | None | *
6 | IP-59471_DOC | 16ga GA Brt coil 60. | B | Reference Item - Document Management | Active |  | 99999 | 1 |  |  |  | Item | 1 | EA | 100 | 1 | 1 | Date |  |  | 2024-09-30 15:41 |  | * | [6 empty] | 1 |  | 1 | 404 |  | 0 | 404 | [5 empty] | None
5 | - IP-61512 | 16ga GA Brt coil 60 | 0 | Sub-assembly | Active |  | 14 | 1 |  |  |  | Item | 1 | EA | 100 | 1 | 1 | Date |  |  | 2024-09-30 15:41 |  | * | [6 empty] | 1 |  | 1 | 0.064923 |  | 0.064923 | 31.0649 |  |  | * |  |  | None | *
6 | 45-GALC-0275 | STEEL,GALV,G90,16 GA,60" COIL | 0 | Purchased Item | Active |  | 1 | 1 |  |  |  | Item | 2.54 | SFT | 100 | 1 | 2.54 | Date |  |  | 2024-09-30 15:41 |  | * | [6 empty] | 2.54 |  | 1 | 15 |  | 0 | 16 |  |  | * |  |  | None | *
6 | IP-61512_DOC | 16ga GA Brt coil 60. | B | Reference Item - Document Management | Active |  | 99999 | 1 |  |  |  | Item | 1 | EA | 100 | 1 | 1 | Date |  |  | 2024-09-30 15:41 |  | * | [6 empty] | 1 |  | 1 | 30 |  | 0 | 30 | [5 empty] | None
5 | - IP-59466 | 20ga GA Brt coil 60 | 0 | Sub-assembly | Active |  | 15 | 1 |  |  |  | Item | 3 | EA | 100 | 1 | 3 | Date |  |  | 2024-09-30 15:41 |  | * | [6 empty] | 3 |  | 1 | 0.064923 |  | 0.064923 | 17.0649 |  |  | * |  |  | None | *
6 | 45-GALC-0275 | STEEL,GALV,G90,16 GA,60" COIL | 0 | Purchased Item | Active |  | 1 | 1 |  |  |  | Item | 4.985 | SFT | 100 | 1 | 14.955 | Date |  |  | 2024-09-30 15:41 |  | * | [6 empty] | 14.955 |  | 1 | 15 |  | 0 | 16 |  |  | * |  |  | None | *
6 | IP-59466_DOC | 20ga GA Brt coil 60. | B | Reference Item - Document Management | Active |  | 99999 | 1 |  |  |  | Item | 1 | EA | 100 | 1 | 3 | Date |  |  | 2024-09-30 15:41 |  | * | [6 empty] | 3 |  | 1 | 0 |  | 0 | 0 | [5 empty] | None
5 | - IP-61509 | 16ga SS 304L Solid coil 60 | 0 | Sub-assembly | Active |  | 16 | 1 |  |  |  | Item | 2 | EA | 100 | 1 | 2 | Date |  |  | 2024-09-30 15:41 |  | * | [6 empty] | 2 |  | 1 | 0.064923 |  | 0.064923 | 17.0649 |  |  | * |  |  | None | *
6 | 45-GALC-0275 | STEEL,GALV,G90,16 GA,60" COIL | 0 | Purchased Item | Active |  | 1 | 1 |  |  |  | Item | 2.54 | SFT | 100 | 1 | 5.08 | Date |  |  | 2024-09-30 15:41 |  | * | [6 empty] | 5.08 |  | 1 | 15 |  | 0 | 16 |  |  | * |  |  | None | *
6 | IP-61509_DOC | 16ga GA Brt coil 60. | B | Reference Item - Document Management | Active |  | 99999 | 1 |  |  |  | Item | 1 | EA | 100 | 1 | 2 | Date |  |  | 2024-09-30 15:41 |  | * | [6 empty] | 2 |  | 1 |  |  | 0 | 0 | [5 empty] | None
5 | - IP-58766 | 16ga SS 304L Solid coil 60 | 0 | Sub-assembly | Active |  | 17 | 1 |  |  |  | Item | 4 | EA | 100 | 1 | 4 | Date |  |  | 2024-09-30 15:41 |  | * | [6 empty] | 4 |  | 1 | 0.064923 |  | 0.064923 | 17.0649 |  |  | * |  |  | None | *
6 | 45-GALC-0275 | STEEL,GALV,G90,16 GA,60" COIL | 0 | Purchased Item | Active |  | 1 | 1 |  |  |  | Item | 0.241 | SFT | 100 | 1 | 0.964 | Date |  |  | 2024-09-30 15:41 |  | * | [6 empty] | 0.964 |  | 1 | 15 |  | 0 | 16 |  |  | * |  |  | None | *
6 | IP-58766_DOC | 16ga GA Brt coil 60. | B | Reference Item - Document Management | Active |  | 99999 | 1 |  |  |  | Item | 1 | EA | 100 | 1 | 4 | Date |  |  | 2024-09-30 15:41 |  | * | [6 empty] | 4 |  | 1 |  |  | 0 | 0 | [5 empty] | None
5 | - IP-61510 | 16ga SS 304L Solid coil 60 | 0 | Sub-assembly | Active |  | 18 | 1 |  |  |  | Item | 2 | EA | 100 | 1 | 2 | Date |  |  | 2024-09-30 15:41 |  | * | [6 empty] | 2 |  | 1 | 0.064923 |  | 0.064923 | 17.0649 |  |  | * |  |  | None | *
6 | 45-GALC-0275 | STEEL,GALV,G90,16 GA,60" COIL | 0 | Purchased Item | Active |  | 1 | 1 |  |  |  | Item | 2.54 | SFT | 100 | 1 | 5.08 | Date |  |  | 2024-09-30 15:41 |  | * | [6 empty] | 5.08 |  | 1 | 15 |  | 0 | 16 |  |  | * |  |  | None | *
6 | IP-61510_DOC | 16ga GA Brt coil 60. | B | Reference Item - Document Management | Active |  | 99999 | 1 |  |  |  | Item | 1 | EA | 100 | 1 | 2 | Date |  |  | 2024-09-30 15:41 |  | * | [6 empty] | 2 |  | 1 | 5 |  | 0 | 5 | [5 empty] | None
5 | - IP-61513 | 16ga GA Brt coil 60 | 0 | Sub-assembly | Active |  | 19 | 1 |  |  |  | Item | 1 | EA | 100 | 1 | 1 | Date |  |  | 2024-09-30 15:41 |  | * | [6 empty] | 1 |  | 1 | 0.064923 |  | 0.064923 | 31.0649 |  |  | * |  |  | None | *
6 | 45-GALC-0275 | STEEL,GALV,G90,16 GA,60" COIL | 0 | Purchased Item | Active |  | 1 | 1 |  |  |  | Item | 2.54 | SFT | 100 | 1 | 2.54 | Date |  |  | 2024-09-30 15:41 |  | * | [6 empty] | 2.54 |  | 1 | 15 |  | 0 | 16 |  |  | * |  |  | None | *
6 | IP-61513_DOC | 16ga GA Brt coil 60. | B | Reference Item - Document Management | Active |  | 99999 | 1 |  |  |  | Item | 1 | EA | 100 | 1 | 1 | Date |  |  | 2024-09-30 15:41 |  | * | [6 empty] | 1 |  | 1 | 30 |  | 0 | 30 | [5 empty] | None
5 | - IP-61507 | 16ga SS 304L Solid coil 60 | 0 | Sub-assembly | Active |  | 20 | 1 |  |  |  | Item | 1 | EA | 100 | 1 | 1 | Date |  |  | 2024-09-30 15:41 |  | * | [6 empty] | 1 |  | 1 | 0.064923 |  | 0.064923 | 17.0649 |  |  | * |  |  | None | *
6 | 45-GALC-0275 | STEEL,GALV,G90,16 GA,60" COIL | 0 | Purchased Item | Active |  | 1 | 1 |  |  |  | Item | 2.54 | SFT | 100 | 1 | 2.54 | Date |  |  | 2024-09-30 15:41 |  | * | [6 empty] | 2.54 |  | 1 | 15 |  | 0 | 16 |  |  | * |  |  | None | *
6 | IP-61507_DOC | 16ga GA Brt coil 60. | B | Reference Item - Document Management | Active |  | 99999 | 1 |  |  |  | Item | 1 | EA | 100 | 1 | 1 | Date |  |  | 2024-09-30 15:41 |  | * | [6 empty] | 1 |  | 1 |  |  | 0 | 0 | [5 empty] | None
5 | - IP-58771 | 16ga GA Brt coil 60 | 0 | Sub-assembly | Active |  | 21 | 1 |  |  |  | Item | 1 | EA | 100 | 1 | 1 | Date |  |  | 2024-09-30 15:41 |  | * | [6 empty] | 1 |  | 1 | 0 |  | 0 | 17 |  |  | * |  |  | None | *
6 | 45-GALC-0275 | STEEL,GALV,G90,16 GA,60" COIL | 0 | Purchased Item | Active |  | 1 | 1 |  |  |  | Item | 9.533 | SFT | 100 | 1 | 9.533 | Date |  |  | 2024-09-30 15:41 |  | * | [6 empty] | 9.533 |  | 1 | 15 |  | 0 | 16 |  |  | * |  |  | None | *
6 | IP-58771_DOC | 16ga GA Brt coil 60. | B | Reference Item - Document Management | Active |  | 99999 | 1 |  |  |  | Item | 1 | EA | 100 | 1 | 1 | Date |  |  | 2024-09-30 15:41 |  | * | [6 empty] | 1 |  | 1 |  |  | 0 | 0 | [5 empty] | None
5 | - IP-59475 | 20ga GA Brt coil 60 | 0 | Sub-assembly | Active |  | 22 | 1 |  |  |  | Item | 1 | EA | 100 | 1 | 1 | Date |  |  | 2024-09-30 15:41 |  | * | [6 empty] | 1 |  | 1 | 0.064923 |  | 0.064923 | 17.0649 |  |  | * |  |  | None | *
6 | 45-GALC-0275 | STEEL,GALV,G90,16 GA,60" COIL | 0 | Purchased Item | Active |  | 1 | 1 |  |  |  | Item | 7.413 | SFT | 100 | 1 | 7.413 | Date |  |  | 2024-09-30 15:41 |  | * | [6 empty] | 7.413 |  | 1 | 15 |  | 0 | 16 |  |  | * |  |  | None | *
6 | IP-59475_DOC | 20ga GA Brt coil 60. | B | Reference Item - Document Management | Active |  | 99999 | 1 |  |  |  | Item | 1 | EA | 100 | 1 | 1 | Date |  |  | 2024-09-30 15:41 |  | * | [6 empty] | 1 |  | 1 |  |  | 0 | 0 | [5 empty] | None
5 | - IP-58770 | 20ga GA Brt coil 60 | 0 | Sub-assembly | Active |  | 23 | 1 |  |  |  | Item | 1 | EA | 100 | 1 | 1 | Date |  |  | 2024-09-30 15:41 |  | * | [6 empty] | 1 |  | 1 | 0 |  | 0 | 17 |  |  | * |  |  | None | *
6 | 45-GALC-0475 | STEEL,GALV,G90,20GA,60" COIL | 0 | Purchased Item | Active |  | 1 | 1 |  |  |  | Item | 6.118 | SFT | 100 | 1 | 6.118 | Date |  |  | 2024-09-30 15:41 |  | * | [6 empty] | 6.118 |  | 1 | 15 |  | 0 | 16 |  |  | * |  |  | None | *
6 | IP-58770_DOC | 20ga GA Brt coil 60. | B | Reference Item - Document Management | Active |  | 99999 | 1 |  |  |  | Item | 1 | EA | 100 | 1 | 1 | Date |  |  | 2024-09-30 15:41 |  | * | [6 empty] | 1 |  | 1 |  |  | 0 | 0 | [5 empty] | None
4 | - MCYSC4-SMA-60046 | FOAM PANEL - UPPER NEAR SIDE WALL ASSY 2 | 0 | Sub-assembly | Active |  | 21 | 1 |  |  |  | Item | 1 | EA | 100 | 1 | 1 | Date |  |  | 2024-09-30 15:41 |  | * | [6 empty] | 1 |  | 1 | 0 |  | 0 | 44 |  |  | * |  |  | None | *
5 | - IP-60077 | Foam Panel 3in | 0 | Sub-assembly | Active |  | 1 | 1 |  |  |  | Item | 1 | EA | 100 | 1 | 1 | Date |  |  | 2024-09-30 15:41 |  | * | [6 empty] | 1 |  | 1 | 0 |  | 0 | 43 |  |  | * |  |  | None | *
6 | - IP-60058 | SUPRASEC 2026 - HUNTSMAN, PANEL LAMINATING ADHESIVE | 0 | Sub-assembly | Active |  | 1 | 1 |  |  |  | Item | 1 | EA | 100 | 1 | 1 | Date |  |  | 2024-09-30 15:41 |  | * | [6 empty] | 1 |  | 1 | 0 |  | 0 | 27 |  |  | * |  |  | None | *
7 | 85-ADH-SUPR2026 | SUPRASEC 2026 - HUNTSMAN, PANEL LAMINATING ADHESIVE | 0 | Purchased Item | Active |  | 1 | 1 |  |  |  | Item | 27.0976 | SFT | 100 | 1 | 27.0976 | Date |  |  | 2024-09-30 15:41 |  | * | [6 empty] | 27.0976 |  | 1 | 25 |  | 0 | 26 |  |  | * |  |  | None | *
6 | - IP-60057 | DALTOFOAM TR 42100- HUNTSMAN, PANEL LAMINATING ADHESIVE | 0 | Sub-assembly | Active |  | 2 | 1 |  |  |  | Item | 1 | EA | 100 | 1 | 1 | Date |  |  | 2024-09-30 15:41 |  | * | [6 empty] | 1 |  | 1 | 0 |  | 0 | 42 |  |  | * |  |  | None | *
7 | 85-ADH-DAL42100 | DALTOFOAM TR 42100- HUNTSMAN, PANEL LAMINATING ADHESIVE | 0 | Purchased Item | Active |  | 1 | 1 |  |  |  | Item | 27.0976 | SFT | 100 | 1 | 27.0976 | Date |  |  | 2024-09-30 15:41 |  | * | [6 empty] | 27.0976 |  | 1 | 40 |  | 0 | 41 |  |  | * |  |  | None | *
6 | - IP-60078 | 20ga GA Brt coil 60 | 0 | Sub-assembly | Active |  | 3 | 1 |  |  |  | Item | 1 | EA | 100 | 1 | 1 | Date |  |  | 2024-09-30 15:41 |  | * | [6 empty] | 1 |  | 1 | 0 |  | 0 | 17 |  |  | * |  |  | None | *
7 | 46-GALC-A620G44 | STEEL,JKT,A60,20GA,44.488" COIL, +/- 0.078" | 0 | Purchased Item | Active |  | 1 | 1 |  |  |  | Item | 27.8996 | SFT | 100 | 1 | 27.8996 | Date |  |  | 2024-09-30 15:41 |  | * | [6 empty] | 27.8996 |  | 1 | 15 |  | 0 | 16 |  |  | * |  |  | None | *
6 | - IP-60055 | 20ga GA Jkt coil 60 | 0 | Sub-assembly | Active |  | 4 | 1 |  |  |  | Item | 1 | EA | 100 | 1 | 1 | Date |  |  | 2024-09-30 15:41 |  | * | [6 empty] | 1 |  | 1 | 0 |  | 0 | 22 |  |  | * |  |  | None | *
7 | 46-PRPCG9020GO | STEEL G90 20GA WIDTH 44.488",EXTERIOR: CLEAR CONDUCTIVE GLOSS ONLY, INTERIOR:EPOXY | 0 | Purchased Item | Active |  | 1 | 1 |  |  |  | Item | 27.3966 | SFT | 100 | 1 | 27.3966 | Date |  |  | 2024-09-30 15:41 |  | * | [6 empty] | 27.3966 |  | 1 | 20 |  | 0 | 21 |  |  | * |  |  | None | *
6 | - IP-60054 | R-max Polyisocyanurate Foam Board, 2.5lbs/ft3, GRF faced, 2.83 - 2.95 ( +/- .060) thick, 43 x 120 | 0 | Sub-assembly | Active |  | 5 | 1 |  |  |  | Item | 1 | EA | 100 | 1 | 1 | Date |  |  | 2024-09-30 15:41 |  | * | [6 empty] | 1 |  | 1 | 0 |  | 0 | 17 |  |  | * |  |  | None | *
7 | 35-INSU-RM34312 | R-MAX POLYISOCYANURATE FOAM BOARD, 2.5LBS/FT3, GRF FACED, 2.83 - 2.95 ( +/- .060)” THICK, 43 X 120” | 0 | Purchased Item | Active |  | 1 | 1 |  |  |  | Item | 26 | SFT | 100 | 1 | 26 | Date |  |  | 2024-09-30 15:41 |  | * | [6 empty] | 26 |  | 1 | 15 |  | 0 | 16 |  |  | * |  |  | None | *
6 | IP-60077_DOC | Foam Panel 3in | 0 | Reference Item - Document Management | Active |  | 99999 | 1 |  |  |  | Item | 1 | EA | 100 | 1 | 1 | Date |  |  | 2024-09-30 15:41 |  | * | [6 empty] | 1 |  | 1 |  |  | 0 | 0 | [5 empty] | None
5 | - IP-60081 | Foam Panel 3in | 0 | Sub-assembly | Active |  | 2 | 1 |  |  |  | Item | 1 | EA | 100 | 1 | 1 | Date |  |  | 2024-09-30 15:41 |  | * | [6 empty] | 1 |  | 1 | 0 |  | 0 | 43 |  |  | * |  |  | None | *
6 | - IP-60082 | 20ga GA Brt coil 60 | 0 | Sub-assembly | Active |  | 1 | 1 |  |  |  | Item | 1 | EA | 100 | 1 | 1 | Date |  |  | 2024-09-30 15:41 |  | * | [6 empty] | 1 |  | 1 | 0 |  | 0 | 17 |  |  | * |  |  | None | *
7 | 46-GALC-A620G44 | STEEL,JKT,A60,20GA,44.488" COIL, +/- 0.078" | 0 | Purchased Item | Active |  | 1 | 1 |  |  |  | Item | 27.8996 | SFT | 100 | 1 | 27.8996 | Date |  |  | 2024-09-30 15:41 |  | * | [6 empty] | 27.8996 |  | 1 | 15 |  | 0 | 16 |  |  | * |  |  | None | *
6 | - IP-60058 | SUPRASEC 2026 - HUNTSMAN, PANEL LAMINATING ADHESIVE | 0 | Sub-assembly | Active |  | 2 | 1 |  |  |  | Item | 1 | EA | 100 | 1 | 1 | Date |  |  | 2024-09-30 15:41 |  | * | [6 empty] | 1 |  | 1 | 0 |  | 0 | 27 |  |  | * |  |  | None | *
7 | 85-ADH-SUPR2026 | SUPRASEC 2026 - HUNTSMAN, PANEL LAMINATING ADHESIVE | 0 | Purchased Item | Active |  | 1 | 1 |  |  |  | Item | 27.0976 | SFT | 100 | 1 | 27.0976 | Date |  |  | 2024-09-30 15:41 |  | * | [6 empty] | 27.0976 |  | 1 | 25 |  | 0 | 26 |  |  | * |  |  | None | *
6 | - IP-60057 | DALTOFOAM TR 42100- HUNTSMAN, PANEL LAMINATING ADHESIVE | 0 | Sub-assembly | Active |  | 3 | 1 |  |  |  | Item | 1 | EA | 100 | 1 | 1 | Date |  |  | 2024-09-30 15:41 |  | * | [6 empty] | 1 |  | 1 | 0 |  | 0 | 42 |  |  | * |  |  | None | *
7 | 85-ADH-DAL42100 | DALTOFOAM TR 42100- HUNTSMAN, PANEL LAMINATING ADHESIVE | 0 | Purchased Item | Active |  | 1 | 1 |  |  |  | Item | 27.0976 | SFT | 100 | 1 | 27.0976 | Date |  |  | 2024-09-30 15:41 |  | * | [6 empty] | 27.0976 |  | 1 | 40 |  | 0 | 41 |  |  | * |  |  | None | *
6 | - IP-60055 | 20ga GA Jkt coil 60 | 0 | Sub-assembly | Active |  | 4 | 1 |  |  |  | Item | 1 | EA | 100 | 1 | 1 | Date |  |  | 2024-09-30 15:41 |  | * | [6 empty] | 1 |  | 1 | 0 |  | 0 | 22 |  |  | * |  |  | None | *
7 | 46-PRPCG9020GO | STEEL G90 20GA WIDTH 44.488",EXTERIOR: CLEAR CONDUCTIVE GLOSS ONLY, INTERIOR:EPOXY | 0 | Purchased Item | Active |  | 1 | 1 |  |  |  | Item | 27.3966 | SFT | 100 | 1 | 27.3966 | Date |  |  | 2024-09-30 15:41 |  | * | [6 empty] | 27.3966 |  | 1 | 20 |  | 0 | 21 |  |  | * |  |  | None | *
6 | - IP-60054 | R-max Polyisocyanurate Foam Board, 2.5lbs/ft3, GRF faced, 2.83 - 2.95 ( +/- .060) thick, 43 x 120 | 0 | Sub-assembly | Active |  | 5 | 1 |  |  |  | Item | 1 | EA | 100 | 1 | 1 | Date |  |  | 2024-09-30 15:41 |  | * | [6 empty] | 1 |  | 1 | 0 |  | 0 | 17 |  |  | * |  |  | None | *
7 | 35-INSU-RM34312 | R-MAX POLYISOCYANURATE FOAM BOARD, 2.5LBS/FT3, GRF FACED, 2.83 - 2.95 ( +/- .060)” THICK, 43 X 120” | 0 | Purchased Item | Active |  | 1 | 1 |  |  |  | Item | 26 | SFT | 100 | 1 | 26 | Date |  |  | 2024-09-30 15:41 |  | * | [6 empty] | 26 |  | 1 | 15 |  | 0 | 16 |  |  | * |  |  | None | *
6 | IP-60081_DOC | Foam Panel 3in | 0 | Reference Item - Document Management | Active |  | 99999 | 1 |  |  |  | Item | 1 | EA | 100 | 1 | 1 | Date |  |  | 2024-09-30 15:41 |  | * | [6 empty] | 1 |  | 1 |  |  | 0 | 0 | [5 empty] | None
5 | - IP-60075 | Foam Panel 3in | 0 | Sub-assembly | Active |  | 3 | 1 |  |  |  | Item | 1 | EA | 100 | 1 | 1 | Date |  |  | 2024-09-30 15:41 |  | * | [6 empty] | 1 |  | 1 | 0 |  | 0 | 43 |  |  | * |  |  | None | *
6 | - IP-60076 | 20ga GA Brt coil 60 | 0 | Sub-assembly | Active |  | 1 | 1 |  |  |  | Item | 1 | EA | 100 | 1 | 1 | Date |  |  | 2024-09-30 15:41 |  | * | [6 empty] | 1 |  | 1 | 0 |  | 0 | 17 |  |  | * |  |  | None | *
7 | 46-GALC-A620G44 | STEEL,JKT,A60,20GA,44.488" COIL, +/- 0.078" | 0 | Purchased Item | Active |  | 1 | 1 |  |  |  | Item | 27.8996 | SFT | 100 | 1 | 27.8996 | Date |  |  | 2024-09-30 15:41 |  | * | [6 empty] | 27.8996 |  | 1 | 15 |  | 0 | 16 |  |  | * |  |  | None | *
6 | - IP-60058 | SUPRASEC 2026 - HUNTSMAN, PANEL LAMINATING ADHESIVE | 0 | Sub-assembly | Active |  | 2 | 1 |  |  |  | Item | 1 | EA | 100 | 1 | 1 | Date |  |  | 2024-09-30 15:41 |  | * | [6 empty] | 1 |  | 1 | 0 |  | 0 | 27 |  |  | * |  |  | None | *
7 | 85-ADH-SUPR2026 | SUPRASEC 2026 - HUNTSMAN, PANEL LAMINATING ADHESIVE | 0 | Purchased Item | Active |  | 1 | 1 |  |  |  | Item | 27.0976 | SFT | 100 | 1 | 27.0976 | Date |  |  | 2024-09-30 15:41 |  | * | [6 empty] | 27.0976 |  | 1 | 25 |  | 0 | 26 |  |  | * |  |  | None | *
6 | - IP-60057 | DALTOFOAM TR 42100- HUNTSMAN, PANEL LAMINATING ADHESIVE | 0 | Sub-assembly | Active |  | 3 | 1 |  |  |  | Item | 1 | EA | 100 | 1 | 1 | Date |  |  | 2024-09-30 15:41 |  | * | [6 empty] | 1 |  | 1 | 0 |  | 0 | 42 |  |  | * |  |  | None | *
7 | 85-ADH-DAL42100 | DALTOFOAM TR 42100- HUNTSMAN, PANEL LAMINATING ADHESIVE | 0 | Purchased Item | Active |  | 1 | 1 |  |  |  | Item | 27.0976 | SFT | 100 | 1 | 27.0976 | Date |  |  | 2024-09-30 15:41 |  | * | [6 empty] | 27.0976 |  | 1 | 40 |  | 0 | 41 |  |  | * |  |  | None | *
6 | - IP-60055 | 20ga GA Jkt coil 60 | 0 | Sub-assembly | Active |  | 4 | 1 |  |  |  | Item | 1 | EA | 100 | 1 | 1 | Date |  |  | 2024-09-30 15:41 |  | * | [6 empty] | 1 |  | 1 | 0 |  | 0 | 22 |  |  | * |  |  | None | *
7 | 46-PRPCG9020GO | STEEL G90 20GA WIDTH 44.488",EXTERIOR: CLEAR CONDUCTIVE GLOSS ONLY, INTERIOR:EPOXY | 0 | Purchased Item | Active |  | 1 | 1 |  |  |  | Item | 27.3966 | SFT | 100 | 1 | 27.3966 | Date |  |  | 2024-09-30 15:41 |  | * | [6 empty] | 27.3966 |  | 1 | 20 |  | 0 | 21 |  |  | * |  |  | None | *
6 | - IP-60054 | R-max Polyisocyanurate Foam Board, 2.5lbs/ft3, GRF faced, 2.83 - 2.95 ( +/- .060) thick, 43 x 120 | 0 | Sub-assembly | Active |  | 5 | 1 |  |  |  | Item | 1 | EA | 100 | 1 | 1 | Date |  |  | 2024-09-30 15:41 |  | * | [6 empty] | 1 |  | 1 | 0 |  | 0 | 17 |  |  | * |  |  | None | *
7 | 35-INSU-RM34312 | R-MAX POLYISOCYANURATE FOAM BOARD, 2.5LBS/FT3, GRF FACED, 2.83 - 2.95 ( +/- .060)” THICK, 43 X 120” | 0 | Purchased Item | Active |  | 1 | 1 |  |  |  | Item | 26 | SFT | 100 | 1 | 26 | Date |  |  | 2024-09-30 15:41 |  | * | [6 empty] | 26 |  | 1 | 15 |  | 0 | 16 |  |  | * |  |  | None | *
6 | IP-60075_DOC | Foam Panel 3in | 0 | Reference Item - Document Management | Active |  | 99999 | 1 |  |  |  | Item | 1 | EA | 100 | 1 | 1 | Date |  |  | 2024-09-30 15:41 |  | * | [6 empty] | 1 |  | 1 |  |  | 0 | 0 | [5 empty] | None
5 | - IP-60047 | Foam Panel 3in | 0 | Sub-assembly | Active |  | 4 | 1 |  |  |  | Item | 1 | EA | 100 | 1 | 1 | Date |  |  | 2024-09-30 15:41 |  | * | [6 empty] | 1 |  | 1 | 0 |  | 0 | 43 |  |  | * |  |  | None | *
6 | - IP-60048 | R-max Polyisocyanurate Foam Board, 2.5lbs/ft3, GRF faced, 2.83 - 2.95 ( +/- .060) thick, 43 x 120 | 0 | Sub-assembly | Active |  | 1 | 1 |  |  |  | Item | 1 | EA | 100 | 1 | 1 | Date |  |  | 2024-09-30 15:41 |  | * | [6 empty] | 1 |  | 1 | 0 |  | 0 | 17 |  |  | * |  |  | None | *
7 | 35-INSU-RM34312 | R-MAX POLYISOCYANURATE FOAM BOARD, 2.5LBS/FT3, GRF FACED, 2.83 - 2.95 ( +/- .060)” THICK, 43 X 120” | 0 | Purchased Item | Active |  | 1 | 1 |  |  |  | Item | 15 | SFT | 100 | 1 | 15 | Date |  |  | 2024-09-30 15:41 |  | * | [6 empty] | 15 |  | 1 | 15 |  | 0 | 16 |  |  | * |  |  | None | *
6 | - IP-60051 | DALTOFOAM TR 42100- HUNTSMAN, PANEL LAMINATING ADHESIVE | 0 | Sub-assembly | Active |  | 2 | 1 |  |  |  | Item | 1 | EA | 100 | 1 | 1 | Date |  |  | 2024-09-30 15:41 |  | * | [6 empty] | 1 |  | 1 | 0 |  | 0 | 42 |  |  | * |  |  | None | *
7 | 85-ADH-DAL42100 | DALTOFOAM TR 42100- HUNTSMAN, PANEL LAMINATING ADHESIVE | 0 | Purchased Item | Active |  | 1 | 1 |  |  |  | Item | 19.6547 | SFT | 100 | 1 | 19.6547 | Date |  |  | 2024-09-30 15:41 |  | * | [6 empty] | 19.6547 |  | 1 | 40 |  | 0 | 41 |  |  | * |  |  | None | *
6 | - IP-60050 | 20ga GA Brt coil ROBOR | 0 | Sub-assembly | Active |  | 3 | 1 |  |  |  | Item | 1 | EA | 100 | 1 | 1 | Date |  |  | 2024-09-30 15:41 |  | * | [6 empty] | 1 |  | 1 | 0 |  | 0 | 17 |  |  | * |  |  | None | *
7 | 46-GALC-A620G44 | STEEL,JKT,A60,20GA,44.488" COIL, +/- 0.078" | 0 | Purchased Item | Active |  | 1 | 1 |  |  |  | Item | 20.2446 | SFT | 100 | 1 | 20.2446 | Date |  |  | 2024-09-30 15:41 |  | * | [6 empty] | 20.2446 |  | 1 | 15 |  | 0 | 16 |  |  | * |  |  | None | *
6 | - IP-60052 | SUPRASEC 2026 - HUNTSMAN, PANEL LAMINATING ADHESIVE | 0 | Sub-assembly | Active |  | 4 | 1 |  |  |  | Item | 1 | EA | 100 | 1 | 1 | Date |  |  | 2024-09-30 15:41 |  | * | [6 empty] | 1 |  | 1 | 0 |  | 0 | 27 |  |  | * |  |  | None | *
7 | 85-ADH-SUPR2026 | SUPRASEC 2026 - HUNTSMAN, PANEL LAMINATING ADHESIVE | 0 | Purchased Item | Active |  | 1 | 1 |  |  |  | Item | 19.6547 | SFT | 100 | 1 | 19.6547 | Date |  |  | 2024-09-30 15:41 |  | * | [6 empty] | 19.6547 |  | 1 | 25 |  | 0 | 26 |  |  | * |  |  | None | *
6 | - IP-60049 | 20ga GA Jkt coil ROBOR | 0 | Sub-assembly | Active |  | 5 | 1 |  |  |  | Item | 1 | EA | 100 | 1 | 1 | Date |  |  | 2024-09-30 15:41 |  | * | [6 empty] | 1 |  | 1 | 0 |  | 0 | 22 |  |  | * |  |  | None | *
7 | 46-PRPCG9020GO | STEEL G90 20GA WIDTH 44.488",EXTERIOR: CLEAR CONDUCTIVE GLOSS ONLY, INTERIOR:EPOXY | 0 | Purchased Item | Active |  | 1 | 1 |  |  |  | Item | 19.8796 | SFT | 100 | 1 | 19.8796 | Date |  |  | 2024-09-30 15:41 |  | * | [6 empty] | 19.8796 |  | 1 | 20 |  | 0 | 21 |  |  | * |  |  | None | *
6 | IP-60047_DOC | Foam Panel 3in | 0 | Reference Item - Document Management | Active |  | 99999 | 1 |  |  |  | Item | 1 | EA | 100 | 1 | 1 | Date |  |  | 2024-09-30 15:41 |  | * | [6 empty] | 1 |  | 1 |  |  | 0 | 0 | [5 empty] | None
5 | - IP-60067 | Foam Panel 3in | 0 | Sub-assembly | Active |  | 5 | 1 |  |  |  | Item | 1 | EA | 100 | 1 | 1 | Date |  |  | 2024-09-30 15:41 |  | * | [6 empty] | 1 |  | 1 | 0 |  | 0 | 43 |  |  | * |  |  | None | *
6 | - IP-60088 | 20ga GA Jkt coil 60 | 0 | Sub-assembly | Active |  | 1 | 1 |  |  |  | Item | 1 | EA | 100 | 1 | 1 | Date |  |  | 2024-09-30 15:41 |  | * | [6 empty] | 1 |  | 1 | 0 |  | 0 | 22 |  |  | * |  |  | None | *
7 | 46-PRPCG9020GO | STEEL G90 20GA WIDTH 44.488",EXTERIOR: CLEAR CONDUCTIVE GLOSS ONLY, INTERIOR:EPOXY | 0 | Purchased Item | Active |  | 1 | 1 |  |  |  | Item | 27.3966 | SFT | 100 | 1 | 27.3966 | Date |  |  | 2024-09-30 15:41 |  | * | [6 empty] | 27.3966 |  | 1 | 20 |  | 0 | 21 |  |  | * |  |  | None | *
6 | - IP-60090 | SUPRASEC 2026 - HUNTSMAN, PANEL LAMINATING ADHESIVE | 0 | Sub-assembly | Active |  | 2 | 1 |  |  |  | Item | 1 | EA | 100 | 1 | 1 | Date |  |  | 2024-09-30 15:41 |  | * | [6 empty] | 1 |  | 1 | 0 |  | 0 | 27 |  |  | * |  |  | None | *
7 | 85-ADH-SUPR2026 | SUPRASEC 2026 - HUNTSMAN, PANEL LAMINATING ADHESIVE | 0 | Purchased Item | Active |  | 1 | 1 |  |  |  | Item | 27.0976 | SFT | 100 | 1 | 27.0976 | Date |  |  | 2024-09-30 15:41 |  | * | [6 empty] | 27.0976 |  | 1 | 25 |  | 0 | 26 |  |  | * |  |  | None | *
6 | - IP-60087 | R-max Polyisocyanurate Foam Board, 2.5lbs/ft3, GRF faced, 2.83 - 2.95 ( +/- .060) thick, 43 x 120 | 0 | Sub-assembly | Active |  | 3 | 1 |  |  |  | Item | 1 | EA | 100 | 1 | 1 | Date |  |  | 2024-09-30 15:41 |  | * | [6 empty] | 1 |  | 1 | 0 |  | 0 | 17 |  |  | * |  |  | None | *
7 | 35-INSU-RM34312 | R-MAX POLYISOCYANURATE FOAM BOARD, 2.5LBS/FT3, GRF FACED, 2.83 - 2.95 ( +/- .060)” THICK, 43 X 120” | 0 | Purchased Item | Active |  | 1 | 1 |  |  |  | Item | 26 | SFT | 100 | 1 | 26 | Date |  |  | 2024-09-30 15:41 |  | * | [6 empty] | 26 |  | 1 | 15 |  | 0 | 16 |  |  | * |  |  | None | *
6 | - IP-60089 | DALTOFOAM TR 42100- HUNTSMAN, PANEL LAMINATING ADHESIVE | 0 | Sub-assembly | Active |  | 4 | 1 |  |  |  | Item | 1 | EA | 100 | 1 | 1 | Date |  |  | 2024-09-30 15:41 |  | * | [6 empty] | 1 |  | 1 | 0 |  | 0 | 42 |  |  | * |  |  | None | *
7 | 85-ADH-DAL42100 | DALTOFOAM TR 42100- HUNTSMAN, PANEL LAMINATING ADHESIVE | 0 | Purchased Item | Active |  | 1 | 1 |  |  |  | Item | 27.0976 | SFT | 100 | 1 | 27.0976 | Date |  |  | 2024-09-30 15:41 |  | * | [6 empty] | 27.0976 |  | 1 | 40 |  | 0 | 41 |  |  | * |  |  | None | *
6 | - IP-60068 | 20ga GA Brt coil 60 | 0 | Sub-assembly | Active |  | 5 | 1 |  |  |  | Item | 1 | EA | 100 | 1 | 1 | Date |  |  | 2024-09-30 15:41 |  | * | [6 empty] | 1 |  | 1 | 0 |  | 0 | 17 |  |  | * |  |  | None | *
7 | 46-GALC-A620G44 | STEEL,JKT,A60,20GA,44.488" COIL, +/- 0.078" | 0 | Purchased Item | Active |  | 1 | 1 |  |  |  | Item | 27.8996 | SFT | 100 | 1 | 27.8996 | Date |  |  | 2024-09-30 15:41 |  | * | [6 empty] | 27.8996 |  | 1 | 15 |  | 0 | 16 |  |  | * |  |  | None | *
6 | IP-60067_DOC | Foam Panel 3in | 0 | Reference Item - Document Management | Active |  | 99999 | 1 |  |  |  | Item | 1 | EA | 100 | 1 | 1 | Date |  |  | 2024-09-30 15:41 |  | * | [6 empty] | 1 |  | 1 |  |  | 0 | 0 | [5 empty] | None
5 | - IP-60069 | Foam Panel 3in | 0 | Sub-assembly | Active |  | 6 | 1 |  |  |  | Item | 1 | EA | 100 | 1 | 1 | Date |  |  | 2024-09-30 15:41 |  | * | [6 empty] | 1 |  | 1 | 0 |  | 0 | 43 |  |  | * |  |  | None | *
6 | - IP-60092 | 20ga GA Jkt coil 60 | 0 | Sub-assembly | Active |  | 1 | 1 |  |  |  | Item | 1 | EA | 100 | 1 | 1 | Date |  |  | 2024-09-30 15:41 |  | * | [6 empty] | 1 |  | 1 | 0 |  | 0 | 22 |  |  | * |  |  | None | *
7 | 46-PRPCG9020GO | STEEL G90 20GA WIDTH 44.488",EXTERIOR: CLEAR CONDUCTIVE GLOSS ONLY, INTERIOR:EPOXY | 0 | Purchased Item | Active |  | 1 | 1 |  |  |  | Item | 27.3966 | SFT | 100 | 1 | 27.3966 | Date |  |  | 2024-09-30 15:41 |  | * | [6 empty] | 27.3966 |  | 1 | 20 |  | 0 | 21 |  |  | * |  |  | None | *
6 | - IP-60094 | SUPRASEC 2026 - HUNTSMAN, PANEL LAMINATING ADHESIVE | 0 | Sub-assembly | Active |  | 2 | 1 |  |  |  | Item | 1 | EA | 100 | 1 | 1 | Date |  |  | 2024-09-30 15:41 |  | * | [6 empty] | 1 |  | 1 | 0 |  | 0 | 27 |  |  | * |  |  | None | *
7 | 85-ADH-SUPR2026 | SUPRASEC 2026 - HUNTSMAN, PANEL LAMINATING ADHESIVE | 0 | Purchased Item | Active |  | 1 | 1 |  |  |  | Item | 27.0976 | SFT | 100 | 1 | 27.0976 | Date |  |  | 2024-09-30 15:41 |  | * | [6 empty] | 27.0976 |  | 1 | 25 |  | 0 | 26 |  |  | * |  |  | None | *
6 | - IP-60070 | 20ga GA Brt coil 60 | 0 | Sub-assembly | Active |  | 3 | 1 |  |  |  | Item | 1 | EA | 100 | 1 | 1 | Date |  |  | 2024-09-30 15:41 |  | * | [6 empty] | 1 |  | 1 | 0 |  | 0 | 17 |  |  | * |  |  | None | *
7 | 46-GALC-A620G44 | STEEL,JKT,A60,20GA,44.488" COIL, +/- 0.078" | 0 | Purchased Item | Active |  | 1 | 1 |  |  |  | Item | 27.8996 | SFT | 100 | 1 | 27.8996 | Date |  |  | 2024-09-30 15:41 |  | * | [6 empty] | 27.8996 |  | 1 | 15 |  | 0 | 16 |  |  | * |  |  | None | *
6 | - IP-60091 | R-max Polyisocyanurate Foam Board, 2.5lbs/ft3, GRF faced, 2.83 - 2.95 ( +/- .060) thick, 43 x 120 | 0 | Sub-assembly | Active |  | 4 | 1 |  |  |  | Item | 1 | EA | 100 | 1 | 1 | Date |  |  | 2024-09-30 15:41 |  | * | [6 empty] | 1 |  | 1 | 0 |  | 0 | 17 |  |  | * |  |  | None | *
7 | 35-INSU-RM34312 | R-MAX POLYISOCYANURATE FOAM BOARD, 2.5LBS/FT3, GRF FACED, 2.83 - 2.95 ( +/- .060)” THICK, 43 X 120” | 0 | Purchased Item | Active |  | 1 | 1 |  |  |  | Item | 26 | SFT | 100 | 1 | 26 | Date |  |  | 2024-09-30 15:41 |  | * | [6 empty] | 26 |  | 1 | 15 |  | 0 | 16 |  |  | * |  |  | None | *
6 | - IP-60093 | DALTOFOAM TR 42100- HUNTSMAN, PANEL LAMINATING ADHESIVE | 0 | Sub-assembly | Active |  | 5 | 1 |  |  |  | Item | 1 | EA | 100 | 1 | 1 | Date |  |  | 2024-09-30 15:41 |  | * | [6 empty] | 1 |  | 1 | 0 |  | 0 | 42 |  |  | * |  |  | None | *
7 | 85-ADH-DAL42100 | DALTOFOAM TR 42100- HUNTSMAN, PANEL LAMINATING ADHESIVE | 0 | Purchased Item | Active |  | 1 | 1 |  |  |  | Item | 27.0976 | SFT | 100 | 1 | 27.0976 | Date |  |  | 2024-09-30 15:41 |  | * | [6 empty] | 27.0976 |  | 1 | 40 |  | 0 | 41 |  |  | * |  |  | None | *
6 | IP-60069_DOC | Foam Panel 3in | 0 | Reference Item - Document Management | Active |  | 99999 | 1 |  |  |  | Item | 1 | EA | 100 | 1 | 1 | Date |  |  | 2024-09-30 15:41 |  | * | [6 empty] | 1 |  | 1 |  |  | 0 | 0 | [5 empty] | None
5 | - IP-60071 | Foam Panel 3in | 0 | Sub-assembly | Active |  | 7 | 1 |  |  |  | Item | 1 | EA | 100 | 1 | 1 | Date |  |  | 2024-09-30 15:41 |  | * | [6 empty] | 1 |  | 1 | 0 |  | 0 | 43 |  |  | * |  |  | None | *
6 | - IP-60096 | 20ga GA Jkt coil 60 | 0 | Sub-assembly | Active |  | 1 | 1 |  |  |  | Item | 1 | EA | 100 | 1 | 1 | Date |  |  | 2024-09-30 15:41 |  | * | [6 empty] | 1 |  | 1 | 0 |  | 0 | 22 |  |  | * |  |  | None | *
7 | 46-PRPCG9020GO | STEEL G90 20GA WIDTH 44.488",EXTERIOR: CLEAR CONDUCTIVE GLOSS ONLY, INTERIOR:EPOXY | 0 | Purchased Item | Active |  | 1 | 1 |  |  |  | Item | 27.3966 | SFT | 100 | 1 | 27.3966 | Date |  |  | 2024-09-30 15:41 |  | * | [6 empty] | 27.3966 |  | 1 | 20 |  | 0 | 21 |  |  | * |  |  | None | *
6 | - IP-60097 | DALTOFOAM TR 42100- HUNTSMAN, PANEL LAMINATING ADHESIVE | 0 | Sub-assembly | Active |  | 2 | 1 |  |  |  | Item | 1 | EA | 100 | 1 | 1 | Date |  |  | 2024-09-30 15:41 |  | * | [6 empty] | 1 |  | 1 | 0 |  | 0 | 42 |  |  | * |  |  | None | *
7 | 85-ADH-DAL42100 | DALTOFOAM TR 42100- HUNTSMAN, PANEL LAMINATING ADHESIVE | 0 | Purchased Item | Active |  | 1 | 1 |  |  |  | Item | 27.0976 | SFT | 100 | 1 | 27.0976 | Date |  |  | 2024-09-30 15:41 |  | * | [6 empty] | 27.0976 |  | 1 | 40 |  | 0 | 41 |  |  | * |  |  | None | *
6 | - IP-60072 | 20ga GA Brt coil 60 | 0 | Sub-assembly | Active |  | 3 | 1 |  |  |  | Item | 1 | EA | 100 | 1 | 1 | Date |  |  | 2024-09-30 15:41 |  | * | [6 empty] | 1 |  | 1 | 0 |  | 0 | 17 |  |  | * |  |  | None | *
7 | 46-GALC-A620G44 | STEEL,JKT,A60,20GA,44.488" COIL, +/- 0.078" | 0 | Purchased Item | Active |  | 1 | 1 |  |  |  | Item | 27.8996 | SFT | 100 | 1 | 27.8996 | Date |  |  | 2024-09-30 15:41 |  | * | [6 empty] | 27.8996 |  | 1 | 15 |  | 0 | 16 |  |  | * |  |  | None | *
6 | - IP-60095 | R-max Polyisocyanurate Foam Board, 2.5lbs/ft3, GRF faced, 2.83 - 2.95 ( +/- .060) thick, 43 x 120 | 0 | Sub-assembly | Active |  | 4 | 1 |  |  |  | Item | 1 | EA | 100 | 1 | 1 | Date |  |  | 2024-09-30 15:41 |  | * | [6 empty] | 1 |  | 1 | 0 |  | 0 | 17 |  |  | * |  |  | None | *
7 | 35-INSU-RM34312 | R-MAX POLYISOCYANURATE FOAM BOARD, 2.5LBS/FT3, GRF FACED, 2.83 - 2.95 ( +/- .060)” THICK, 43 X 120” | 0 | Purchased Item | Active |  | 1 | 1 |  |  |  | Item | 26 | SFT | 100 | 1 | 26 | Date |  |  | 2024-09-30 15:41 |  | * | [6 empty] | 26 |  | 1 | 15 |  | 0 | 16 |  |  | * |  |  | None | *
6 | - IP-60098 | SUPRASEC 2026 - HUNTSMAN, PANEL LAMINATING ADHESIVE | 0 | Sub-assembly | Active |  | 5 | 1 |  |  |  | Item | 1 | EA | 100 | 1 | 1 | Date |  |  | 2024-09-30 15:41 |  | * | [6 empty] | 1 |  | 1 | 0 |  | 0 | 27 |  |  | * |  |  | None | *
7 | 85-ADH-SUPR2026 | SUPRASEC 2026 - HUNTSMAN, PANEL LAMINATING ADHESIVE | 0 | Purchased Item | Active |  | 1 | 1 |  |  |  | Item | 27.0976 | SFT | 100 | 1 | 27.0976 | Date |  |  | 2024-09-30 15:41 |  | * | [6 empty] | 27.0976 |  | 1 | 25 |  | 0 | 26 |  |  | * |  |  | None | *
6 | IP-60071_DOC | Foam Panel 3in | 0 | Reference Item - Document Management | Active |  | 99999 | 1 |  |  |  | Item | 1 | EA | 100 | 1 | 1 | Date |  |  | 2024-09-30 15:41 |  | * | [6 empty] | 1 |  | 1 |  |  | 0 | 0 | [5 empty] | None
5 | - IP-60073 | Foam Panel 3in | 0 | Sub-assembly | Active |  | 8 | 1 |  |  |  | Item | 1 | EA | 100 | 1 | 1 | Date |  |  | 2024-09-30 15:41 |  | * | [6 empty] | 1 |  | 1 | 0 |  | 0 | 43 |  |  | * |  |  | None | *
6 | - IP-60074 | 20ga GA Brt coil 60 | 0 | Sub-assembly | Active |  | 1 | 1 |  |  |  | Item | 1 | EA | 100 | 1 | 1 | Date |  |  | 2024-09-30 15:41 |  | * | [6 empty] | 1 |  | 1 | 0 |  | 0 | 17 |  |  | * |  |  | None | *
7 | 46-GALC-A620G44 | STEEL,JKT,A60,20GA,44.488" COIL, +/- 0.078" | 0 | Purchased Item | Active |  | 1 | 1 |  |  |  | Item | 27.8996 | SFT | 100 | 1 | 27.8996 | Date |  |  | 2024-09-30 15:41 |  | * | [6 empty] | 27.8996 |  | 1 | 15 |  | 0 | 16 |  |  | * |  |  | None | *
6 | - IP-60058 | SUPRASEC 2026 - HUNTSMAN, PANEL LAMINATING ADHESIVE | 0 | Sub-assembly | Active |  | 2 | 1 |  |  |  | Item | 1 | EA | 100 | 1 | 1 | Date |  |  | 2024-09-30 15:41 |  | * | [6 empty] | 1 |  | 1 | 0 |  | 0 | 27 |  |  | * |  |  | None | *
7 | 85-ADH-SUPR2026 | SUPRASEC 2026 - HUNTSMAN, PANEL LAMINATING ADHESIVE | 0 | Purchased Item | Active |  | 1 | 1 |  |  |  | Item | 27.0976 | SFT | 100 | 1 | 27.0976 | Date |  |  | 2024-09-30 15:41 |  | * | [6 empty] | 27.0976 |  | 1 | 25 |  | 0 | 26 |  |  | * |  |  | None | *
6 | - IP-60057 | DALTOFOAM TR 42100- HUNTSMAN, PANEL LAMINATING ADHESIVE | 0 | Sub-assembly | Active |  | 3 | 1 |  |  |  | Item | 1 | EA | 100 | 1 | 1 | Date |  |  | 2024-09-30 15:41 |  | * | [6 empty] | 1 |  | 1 | 0 |  | 0 | 42 |  |  | * |  |  | None | *
7 | 85-ADH-DAL42100 | DALTOFOAM TR 42100- HUNTSMAN, PANEL LAMINATING ADHESIVE | 0 | Purchased Item | Active |  | 1 | 1 |  |  |  | Item | 27.0976 | SFT | 100 | 1 | 27.0976 | Date |  |  | 2024-09-30 15:41 |  | * | [6 empty] | 27.0976 |  | 1 | 40 |  | 0 | 41 |  |  | * |  |  | None | *
6 | - IP-60055 | 20ga GA Jkt coil 60 | 0 | Sub-assembly | Active |  | 4 | 1 |  |  |  | Item | 1 | EA | 100 | 1 | 1 | Date |  |  | 2024-09-30 15:41 |  | * | [6 empty] | 1 |  | 1 | 0 |  | 0 | 22 |  |  | * |  |  | None | *
7 | 46-PRPCG9020GO | STEEL G90 20GA WIDTH 44.488",EXTERIOR: CLEAR CONDUCTIVE GLOSS ONLY, INTERIOR:EPOXY | 0 | Purchased Item | Active |  | 1 | 1 |  |  |  | Item | 27.3966 | SFT | 100 | 1 | 27.3966 | Date |  |  | 2024-09-30 15:41 |  | * | [6 empty] | 27.3966 |  | 1 | 20 |  | 0 | 21 |  |  | * |  |  | None | *
6 | - IP-60054 | R-max Polyisocyanurate Foam Board, 2.5lbs/ft3, GRF faced, 2.83 - 2.95 ( +/- .060) thick, 43 x 120 | 0 | Sub-assembly | Active |  | 5 | 1 |  |  |  | Item | 1 | EA | 100 | 1 | 1 | Date |  |  | 2024-09-30 15:41 |  | * | [6 empty] | 1 |  | 1 | 0 |  | 0 | 17 |  |  | * |  |  | None | *
7 | 35-INSU-RM34312 | R-MAX POLYISOCYANURATE FOAM BOARD, 2.5LBS/FT3, GRF FACED, 2.83 - 2.95 ( +/- .060)” THICK, 43 X 120” | 0 | Purchased Item | Active |  | 1 | 1 |  |  |  | Item | 26 | SFT | 100 | 1 | 26 | Date |  |  | 2024-09-30 15:41 |  | * | [6 empty] | 26 |  | 1 | 15 |  | 0 | 16 |  |  | * |  |  | None | *
6 | IP-60073_DOC | Foam Panel 3in | 0 | Reference Item - Document Management | Active |  | 99999 | 1 |  |  |  | Item | 1 | EA | 100 | 1 | 1 | Date |  |  | 2024-09-30 15:41 |  | * | [6 empty] | 1 |  | 1 |  |  | 0 | 0 | [5 empty] | None
5 | - IP-60053 | Foam Panel 3in | 0 | Sub-assembly | Active |  | 9 | 1 |  |  |  | Item | 1 | EA | 100 | 1 | 1 | Date |  |  | 2024-09-30 15:41 |  | * | [6 empty] | 1 |  | 1 | 0 |  | 0 | 43 |  |  | * |  |  | None | *
6 | - IP-60056 | 20ga GA Brt coil 60 | 0 | Sub-assembly | Active |  | 1 | 1 |  |  |  | Item | 1 | EA | 100 | 1 | 1 | Date |  |  | 2024-09-30 15:41 |  | * | [6 empty] | 1 |  | 1 | 0 |  | 0 | 17 |  |  | * |  |  | None | *
7 | 46-GALC-A620G44 | STEEL,JKT,A60,20GA,44.488" COIL, +/- 0.078" | 0 | Purchased Item | Active |  | 1 | 1 |  |  |  | Item | 27.8996 | SFT | 100 | 1 | 27.8996 | Date |  |  | 2024-09-30 15:41 |  | * | [6 empty] | 27.8996 |  | 1 | 15 |  | 0 | 16 |  |  | * |  |  | None | *
6 | - IP-60058 | SUPRASEC 2026 - HUNTSMAN, PANEL LAMINATING ADHESIVE | 0 | Sub-assembly | Active |  | 2 | 1 |  |  |  | Item | 1 | EA | 100 | 1 | 1 | Date |  |  | 2024-09-30 15:41 |  | * | [6 empty] | 1 |  | 1 | 0 |  | 0 | 27 |  |  | * |  |  | None | *
7 | 85-ADH-SUPR2026 | SUPRASEC 2026 - HUNTSMAN, PANEL LAMINATING ADHESIVE | 0 | Purchased Item | Active |  | 1 | 1 |  |  |  | Item | 27.0976 | SFT | 100 | 1 | 27.0976 | Date |  |  | 2024-09-30 15:41 |  | * | [6 empty] | 27.0976 |  | 1 | 25 |  | 0 | 26 |  |  | * |  |  | None | *
6 | - IP-60057 | DALTOFOAM TR 42100- HUNTSMAN, PANEL LAMINATING ADHESIVE | 0 | Sub-assembly | Active |  | 3 | 1 |  |  |  | Item | 1 | EA | 100 | 1 | 1 | Date |  |  | 2024-09-30 15:41 |  | * | [6 empty] | 1 |  | 1 | 0 |  | 0 | 42 |  |  | * |  |  | None | *
7 | 85-ADH-DAL42100 | DALTOFOAM TR 42100- HUNTSMAN, PANEL LAMINATING ADHESIVE | 0 | Purchased Item | Active |  | 1 | 1 |  |  |  | Item | 27.0976 | SFT | 100 | 1 | 27.0976 | Date |  |  | 2024-09-30 15:41 |  | * | [6 empty] | 27.0976 |  | 1 | 40 |  | 0 | 41 |  |  | * |  |  | None | *
6 | - IP-60055 | 20ga GA Jkt coil 60 | 0 | Sub-assembly | Active |  | 4 | 1 |  |  |  | Item | 1 | EA | 100 | 1 | 1 | Date |  |  | 2024-09-30 15:41 |  | * | [6 empty] | 1 |  | 1 | 0 |  | 0 | 22 |  |  | * |  |  | None | *
7 | 46-PRPCG9020GO | STEEL G90 20GA WIDTH 44.488",EXTERIOR: CLEAR CONDUCTIVE GLOSS ONLY, INTERIOR:EPOXY | 0 | Purchased Item | Active |  | 1 | 1 |  |  |  | Item | 27.3966 | SFT | 100 | 1 | 27.3966 | Date |  |  | 2024-09-30 15:41 |  | * | [6 empty] | 27.3966 |  | 1 | 20 |  | 0 | 21 |  |  | * |  |  | None | *
6 | - IP-60054 | R-max Polyisocyanurate Foam Board, 2.5lbs/ft3, GRF faced, 2.83 - 2.95 ( +/- .060) thick, 43 x 120 | 0 | Sub-assembly | Active |  | 5 | 1 |  |  |  | Item | 1 | EA | 100 | 1 | 1 | Date |  |  | 2024-09-30 15:41 |  | * | [6 empty] | 1 |  | 1 | 0 |  | 0 | 17 |  |  | * |  |  | None | *
7 | 35-INSU-RM34312 | R-MAX POLYISOCYANURATE FOAM BOARD, 2.5LBS/FT3, GRF FACED, 2.83 - 2.95 ( +/- .060)” THICK, 43 X 120” | 0 | Purchased Item | Active |  | 1 | 1 |  |  |  | Item | 26 | SFT | 100 | 1 | 26 | Date |  |  | 2024-09-30 15:41 |  | * | [6 empty] | 26 |  | 1 | 15 |  | 0 | 16 |  |  | * |  |  | None | *
6 | IP-60053_DOC | Foam Panel 3in | 0 | Reference Item - Document Management | Active |  | 99999 | 1 |  |  |  | Item | 1 | EA | 100 | 1 | 1 | Date |  |  | 2024-09-30 15:41 |  | * | [6 empty] | 1 |  | 1 |  |  | 0 | 0 | [5 empty] | None
5 | - IP-60079 | Foam Panel 3in | 0 | Sub-assembly | Active |  | 10 | 1 |  |  |  | Item | 1 | EA | 100 | 1 | 1 | Date |  |  | 2024-09-30 15:41 |  | * | [6 empty] | 1 |  | 1 | 0 |  | 0 | 43 |  |  | * |  |  | None | *
6 | - IP-60058 | SUPRASEC 2026 - HUNTSMAN, PANEL LAMINATING ADHESIVE | 0 | Sub-assembly | Active |  | 1 | 1 |  |  |  | Item | 1 | EA | 100 | 1 | 1 | Date |  |  | 2024-09-30 15:41 |  | * | [6 empty] | 1 |  | 1 | 0 |  | 0 | 27 |  |  | * |  |  | None | *
7 | 85-ADH-SUPR2026 | SUPRASEC 2026 - HUNTSMAN, PANEL LAMINATING ADHESIVE | 0 | Purchased Item | Active |  | 1 | 1 |  |  |  | Item | 27.0976 | SFT | 100 | 1 | 27.0976 | Date |  |  | 2024-09-30 15:41 |  | * | [6 empty] | 27.0976 |  | 1 | 25 |  | 0 | 26 |  |  | * |  |  | None | *
6 | - IP-60057 | DALTOFOAM TR 42100- HUNTSMAN, PANEL LAMINATING ADHESIVE | 0 | Sub-assembly | Active |  | 2 | 1 |  |  |  | Item | 1 | EA | 100 | 1 | 1 | Date |  |  | 2024-09-30 15:41 |  | * | [6 empty] | 1 |  | 1 | 0 |  | 0 | 42 |  |  | * |  |  | None | *
7 | 85-ADH-DAL42100 | DALTOFOAM TR 42100- HUNTSMAN, PANEL LAMINATING ADHESIVE | 0 | Purchased Item | Active |  | 1 | 1 |  |  |  | Item | 27.0976 | SFT | 100 | 1 | 27.0976 | Date |  |  | 2024-09-30 15:41 |  | * | [6 empty] | 27.0976 |  | 1 | 40 |  | 0 | 41 |  |  | * |  |  | None | *
6 | - IP-60055 | 20ga GA Jkt coil 60 | 0 | Sub-assembly | Active |  | 3 | 1 |  |  |  | Item | 1 | EA | 100 | 1 | 1 | Date |  |  | 2024-09-30 15:41 |  | * | [6 empty] | 1 |  | 1 | 0 |  | 0 | 22 |  |  | * |  |  | None | *
7 | 46-PRPCG9020GO | STEEL G90 20GA WIDTH 44.488",EXTERIOR: CLEAR CONDUCTIVE GLOSS ONLY, INTERIOR:EPOXY | 0 | Purchased Item | Active |  | 1 | 1 |  |  |  | Item | 27.3966 | SFT | 100 | 1 | 27.3966 | Date |  |  | 2024-09-30 15:41 |  | * | [6 empty] | 27.3966 |  | 1 | 20 |  | 0 | 21 |  |  | * |  |  | None | *
6 | - IP-60054 | R-max Polyisocyanurate Foam Board, 2.5lbs/ft3, GRF faced, 2.83 - 2.95 ( +/- .060) thick, 43 x 120 | 0 | Sub-assembly | Active |  | 4 | 1 |  |  |  | Item | 1 | EA | 100 | 1 | 1 | Date |  |  | 2024-09-30 15:41 |  | * | [6 empty] | 1 |  | 1 | 0 |  | 0 | 17 |  |  | * |  |  | None | *
7 | 35-INSU-RM34312 | R-MAX POLYISOCYANURATE FOAM BOARD, 2.5LBS/FT3, GRF FACED, 2.83 - 2.95 ( +/- .060)” THICK, 43 X 120” | 0 | Purchased Item | Active |  | 1 | 1 |  |  |  | Item | 26 | SFT | 100 | 1 | 26 | Date |  |  | 2024-09-30 15:41 |  | * | [6 empty] | 26 |  | 1 | 15 |  | 0 | 16 |  |  | * |  |  | None | *
6 | - IP-60080 | 20ga GA Brt coil 60 | 0 | Sub-assembly | Active |  | 5 | 1 |  |  |  | Item | 1 | EA | 100 | 1 | 1 | Date |  |  | 2024-09-30 15:41 |  | * | [6 empty] | 1 |  | 1 | 0 |  | 0 | 17 |  |  | * |  |  | None | *
7 | 46-GALC-A620G44 | STEEL,JKT,A60,20GA,44.488" COIL, +/- 0.078" | 0 | Purchased Item | Active |  | 1 | 1 |  |  |  | Item | 27.8996 | SFT | 100 | 1 | 27.8996 | Date |  |  | 2024-09-30 15:41 |  | * | [6 empty] | 27.8996 |  | 1 | 15 |  | 0 | 16 |  |  | * |  |  | None | *
6 | IP-60079_DOC | Foam Panel 3in | 0 | Reference Item - Document Management | Active |  | 99999 | 1 |  |  |  | Item | 1 | EA | 100 | 1 | 1 | Date |  |  | 2024-09-30 15:41 |  | * | [6 empty] | 1 |  | 1 |  |  | 0 | 0 | [5 empty] | None
5 | - IP-60059 | Foam Panel 3in | 0 | Sub-assembly | Active |  | 11 | 1 |  |  |  | Item | 1 | EA | 100 | 1 | 1 | Date |  |  | 2024-09-30 15:41 |  | * | [6 empty] | 1 |  | 1 | 0 |  | 0 | 43 |  |  | * |  |  | None | *
6 | - IP-60061 | 20ga GA Jkt coil 60 | 0 | Sub-assembly | Active |  | 1 | 1 |  |  |  | Item | 1 | EA | 100 | 1 | 1 | Date |  |  | 2024-09-30 15:41 |  | * | [6 empty] | 1 |  | 1 | 0 |  | 0 | 22 |  |  | * |  |  | None | *
7 | 46-PRPCG9020GO | STEEL G90 20GA WIDTH 44.488",EXTERIOR: CLEAR CONDUCTIVE GLOSS ONLY, INTERIOR:EPOXY | 0 | Purchased Item | Active |  | 1 | 1 |  |  |  | Item | 16.1211 | SFT | 100 | 1 | 16.1211 | Date |  |  | 2024-09-30 15:41 |  | * | [6 empty] | 16.1211 |  | 1 | 20 |  | 0 | 21 |  |  | * |  |  | None | *
6 | - IP-60062 | 20ga GA Brt coil 60 | 0 | Sub-assembly | Active |  | 2 | 1 |  |  |  | Item | 1 | EA | 100 | 1 | 1 | Date |  |  | 2024-09-30 15:41 |  | * | [6 empty] | 1 |  | 1 | 0 |  | 0 | 17 |  |  | * |  |  | None | *
7 | 46-GALC-A620G44 | STEEL,JKT,A60,20GA,44.488" COIL, +/- 0.078" | 0 | Purchased Item | Active |  | 1 | 1 |  |  |  | Item | 16.4171 | SFT | 100 | 1 | 16.4171 | Date |  |  | 2024-09-30 15:41 |  | * | [6 empty] | 16.4171 |  | 1 | 15 |  | 0 | 16 |  |  | * |  |  | None | *
6 | - IP-60060 | R-max Polyisocyanurate Foam Board, 2.5lbs/ft3, GRF faced, 2.83 - 2.95 ( +/- .060) thick, 43 x 120 | 0 | Sub-assembly | Active |  | 3 | 1 |  |  |  | Item | 1 | EA | 100 | 1 | 1 | Date |  |  | 2024-09-30 15:41 |  | * | [6 empty] | 1 |  | 1 | 0 |  | 0 | 17 |  |  | * |  |  | None | *
7 | 35-INSU-RM34312 | R-MAX POLYISOCYANURATE FOAM BOARD, 2.5LBS/FT3, GRF FACED, 2.83 - 2.95 ( +/- .060)” THICK, 43 X 120” | 0 | Purchased Item | Active |  | 1 | 1 |  |  |  | Item | 19 | SFT | 100 | 1 | 19 | Date |  |  | 2024-09-30 15:41 |  | * | [6 empty] | 19 |  | 1 | 15 |  | 0 | 16 |  |  | * |  |  | None | *
6 | - IP-60063 | DALTOFOAM TR 42100- HUNTSMAN, PANEL LAMINATING ADHESIVE | 0 | Sub-assembly | Active |  | 4 | 1 |  |  |  | Item | 1 | EA | 100 | 1 | 1 | Date |  |  | 2024-09-30 15:41 |  | * | [6 empty] | 1 |  | 1 | 0 |  | 0 | 42 |  |  | * |  |  | None | *
7 | 85-ADH-DAL42100 | DALTOFOAM TR 42100- HUNTSMAN, PANEL LAMINATING ADHESIVE | 0 | Purchased Item | Active |  | 1 | 1 |  |  |  | Item | 16.0471 | SFT | 100 | 1 | 16.0471 | Date |  |  | 2024-09-30 15:41 |  | * | [6 empty] | 16.0471 |  | 1 | 40 |  | 0 | 41 |  |  | * |  |  | None | *
6 | - IP-60064 | SUPRASEC 2026 - HUNTSMAN, PANEL LAMINATING ADHESIVE | 0 | Sub-assembly | Active |  | 5 | 1 |  |  |  | Item | 1 | EA | 100 | 1 | 1 | Date |  |  | 2024-09-30 15:41 |  | * | [6 empty] | 1 |  | 1 | 0 |  | 0 | 27 |  |  | * |  |  | None | *
7 | 85-ADH-SUPR2026 | SUPRASEC 2026 - HUNTSMAN, PANEL LAMINATING ADHESIVE | 0 | Purchased Item | Active |  | 1 | 1 |  |  |  | Item | 16.0471 | SFT | 100 | 1 | 16.0471 | Date |  |  | 2024-09-30 15:41 |  | * | [6 empty] | 16.0471 |  | 1 | 25 |  | 0 | 26 |  |  | * |  |  | None | *
5 | - IP-60065 | Foam Panel 3in | 0 | Sub-assembly | Active |  | 12 | 1 |  |  |  | Item | 1 | EA | 100 | 1 | 1 | Date |  |  | 2024-09-30 15:41 |  | * | [6 empty] | 1 |  | 1 | 0 |  | 0 | 43 |  |  | * |  |  | None | *
6 | - IP-60083 | R-max Polyisocyanurate Foam Board, 2.5lbs/ft3, GRF faced, 2.83 - 2.95 ( +/- .060) thick, 43 x 120 | 0 | Sub-assembly | Active |  | 1 | 1 |  |  |  | Item | 1 | EA | 100 | 1 | 1 | Date |  |  | 2024-09-30 15:41 |  | * | [6 empty] | 1 |  | 1 | 0 |  | 0 | 17 |  |  | * |  |  | None | *
7 | 35-INSU-RM34312 | R-MAX POLYISOCYANURATE FOAM BOARD, 2.5LBS/FT3, GRF FACED, 2.83 - 2.95 ( +/- .060)” THICK, 43 X 120” | 0 | Purchased Item | Active |  | 1 | 1 |  |  |  | Item | 26 | SFT | 100 | 1 | 26 | Date |  |  | 2024-09-30 15:41 |  | * | [6 empty] | 26 |  | 1 | 15 |  | 0 | 16 |  |  | * |  |  | None | *
6 | - IP-60084 | 20ga GA Jkt coil 60 | 0 | Sub-assembly | Active |  | 2 | 1 |  |  |  | Item | 1 | EA | 100 | 1 | 1 | Date |  |  | 2024-09-30 15:41 |  | * | [6 empty] | 1 |  | 1 | 0 |  | 0 | 22 |  |  | * |  |  | None | *
7 | 46-PRPCG9020GO | STEEL G90 20GA WIDTH 44.488",EXTERIOR: CLEAR CONDUCTIVE GLOSS ONLY, INTERIOR:EPOXY | 0 | Purchased Item | Active |  | 1 | 1 |  |  |  | Item | 27.3966 | SFT | 100 | 1 | 27.3966 | Date |  |  | 2024-09-30 15:41 |  | * | [6 empty] | 27.3966 |  | 1 | 20 |  | 0 | 21 |  |  | * |  |  | None | *
6 | - IP-60066 | 20ga GA Brt coil 60 | 0 | Sub-assembly | Active |  | 3 | 1 |  |  |  | Item | 1 | EA | 100 | 1 | 1 | Date |  |  | 2024-09-30 15:41 |  | * | [6 empty] | 1 |  | 1 | 0 |  | 0 | 17 |  |  | * |  |  | None | *
7 | 46-GALC-A620G44 | STEEL,JKT,A60,20GA,44.488" COIL, +/- 0.078" | 0 | Purchased Item | Active |  | 1 | 1 |  |  |  | Item | 27.8996 | SFT | 100 | 1 | 27.8996 | Date |  |  | 2024-09-30 15:41 |  | * | [6 empty] | 27.8996 |  | 1 | 15 |  | 0 | 16 |  |  | * |  |  | None | *
6 | - IP-60085 | DALTOFOAM TR 42100- HUNTSMAN, PANEL LAMINATING ADHESIVE | 0 | Sub-assembly | Active |  | 4 | 1 |  |  |  | Item | 1 | EA | 100 | 1 | 1 | Date |  |  | 2024-09-30 15:41 |  | * | [6 empty] | 1 |  | 1 | 0 |  | 0 | 42 |  |  | * |  |  | None | *
7 | 85-ADH-DAL42100 | DALTOFOAM TR 42100- HUNTSMAN, PANEL LAMINATING ADHESIVE | 0 | Purchased Item | Active |  | 1 | 1 |  |  |  | Item | 27.0976 | SFT | 100 | 1 | 27.0976 | Date |  |  | 2024-09-30 15:41 |  | * | [6 empty] | 27.0976 |  | 1 | 40 |  | 0 | 41 |  |  | * |  |  | None | *
6 | - IP-60086 | SUPRASEC 2026 - HUNTSMAN, PANEL LAMINATING ADHESIVE | 0 | Sub-assembly | Active |  | 5 | 1 |  |  |  | Item | 1 | EA | 100 | 1 | 1 | Date |  |  | 2024-09-30 15:41 |  | * | [6 empty] | 1 |  | 1 | 0 |  | 0 | 27 |  |  | * |  |  | None | *
7 | 85-ADH-SUPR2026 | SUPRASEC 2026 - HUNTSMAN, PANEL LAMINATING ADHESIVE | 0 | Purchased Item | Active |  | 1 | 1 |  |  |  | Item | 27.0976 | SFT | 100 | 1 | 27.0976 | Date |  |  | 2024-09-30 15:41 |  | * | [6 empty] | 27.0976 |  | 1 | 25 |  | 0 | 26 |  |  | * |  |  | None | *
6 | IP-60065_DOC | Foam Panel 3in | 0 | Reference Item - Document Management | Active |  | 99999 | 1 |  |  |  | Item | 1 | EA | 100 | 1 | 1 | Date |  |  | 2024-09-30 15:41 |  | * | [6 empty] | 1 |  | 1 |  |  | 0 | 0 | [5 empty] | None
4 | - IP-59099 | 12ga GA Jkt 60x144 | 0 | Sub-assembly | Active |  | 22 | 1 |  |  |  | Item | 1 | EA | 100 | 1 | 1 | Date |  |  | 2024-09-30 15:41 |  | * | [6 empty] | 1 |  | 1 | 0 |  | 0 | 17 |  |  | * |  |  | None | *
5 | 45-GALV-0135 | STEEL,JKT,A60,12GA,60X144 | 0 | Purchased Item | Active |  | 1 | 1 |  |  |  | Item | 2.179 | SFT | 100 | 1 | 2.179 | Date |  |  | 2024-09-30 15:41 |  | * | [6 empty] | 2.179 |  | 1 | 15 |  | 0 | 16 |  |  | * |  |  | None | *
5 | IP-59099_DOC | 12ga GA Jkt 60x144. | B | Reference Item - Document Management | Active |  | 99999 | 1 |  |  |  | Item | 1 | EA | 100 | 1 | 1 | Date |  |  | 2024-09-30 15:41 |  | * | [6 empty] | 1 |  | 1 |  |  | 0 | 0 | [5 empty] | None
4 | - IP-59098 | 12ga GA Jkt 60x144 | 0 | Sub-assembly | Active |  | 23 | 1 |  |  |  | Item | 2 | EA | 100 | 1 | 2 | Date |  |  | 2024-09-30 15:41 |  | * | [6 empty] | 2 |  | 1 | 0.064923 |  | 0.064923 | 17.0649 |  |  | * |  |  | None | *
5 | 45-GALV-0135 | STEEL,JKT,A60,12GA,60X144 | 0 | Purchased Item | Active |  | 1 | 1 |  |  |  | Item | 5.433 | SFT | 100 | 1 | 10.866 | Date |  |  | 2024-09-30 15:41 |  | * | [6 empty] | 10.866 |  | 1 | 15 |  | 0 | 16 |  |  | * |  |  | None | *
5 | IP-59098_DOC | 12ga GA Jkt 60x144. | B | Reference Item - Document Management | Active |  | 99999 | 1 |  |  |  | Item | 1 | EA | 100 | 1 | 2 | Date |  |  | 2024-09-30 15:41 |  | * | [6 empty] | 2 |  | 1 | 5 |  | 0 | 5 | [5 empty] | None
4 | - IP-59097 | 16ga GA Brt coil 60 | 0 | Sub-assembly | Active |  | 24 | 1 |  |  |  | Item | 2 | EA | 100 | 1 | 2 | Date |  |  | 2024-09-30 15:41 |  | * | [6 empty] | 2 |  | 1 | 0.064923 |  | 0.064923 | 41.0649 |  |  | * |  |  | None | *
5 | 45-GALC-0225 | STEEL,JKT,A60,16 GA,60" COIL | 0 | Purchased Item | Active |  | 1 | 1 |  |  |  | Item | 5.735 | SFT | 100 | 1 | 11.47 | Date |  |  | 2024-09-30 15:41 |  | * | [6 empty] | 11.47 |  | 1 | 15 |  | 0 | 16 |  |  | * |  |  | None | *
5 | IP-59097_DOC | 16ga GA Brt coil 60. | B | Reference Item - Document Management | Active |  | 99999 | 1 |  |  |  | Item | 1 | EA | 100 | 1 | 2 | Date |  |  | 2024-09-30 15:41 |  | * | [6 empty] | 2 |  | 1 | 40 |  | 0 | 40 | [5 empty] | None
4 | - MCYSC4-SMA-60220 | FOAM PANEL - UPPER LEFT SIDE WALL ASSY 1 | 0 | Sub-assembly | Active |  | 25 | 1 |  |  |  | Item | 1 | EA | 100 | 1 | 1 | Date |  |  | 2024-09-30 15:41 |  | * | [6 empty] | 1 |  | 1 | 0 |  | 0.064923 | 52 |  |  | * |  |  | None | *
5 | - IP-60221 | Foam Panel 3in | 0 | Sub-assembly | Active |  | 1 | 1 |  |  |  | Item | 1 | EA | 100 | 1 | 1 | Date |  |  | 2024-09-30 15:41 |  | * | [6 empty] | 1 |  | 1 | 0 |  | 0 | 43 |  |  | * |  |  | None | *
6 | - IP-60223 | 20ga GA Brt coil ROBOR | 0 | Sub-assembly | Active |  | 1 | 1 |  |  |  | Item | 1 | EA | 100 | 1 | 1 | Date |  |  | 2024-09-30 15:41 |  | * | [6 empty] | 1 |  | 1 | 0 |  | 0 | 22 |  |  | * |  |  | None | *
7 | 46-PRPCG9020GO | STEEL G90 20GA WIDTH 44.488",EXTERIOR: CLEAR CONDUCTIVE GLOSS ONLY, INTERIOR:EPOXY | 0 | Purchased Item | Active |  | 1 | 1 |  |  |  | Item | 2.1126 | SFT | 100 | 1 | 2.1126 | Date |  |  | 2024-09-30 15:41 |  | * | [6 empty] | 2.1126 |  | 1 | 20 |  | 0 | 21 |  |  | * |  |  | None | *
6 | - IP-60222 | R-max Polyisocyanurate Foam Board, 2.5lbs/ft3, GRF faced, 2.83 - 2.95 ( +/- .060) thick, 43 x 120 | 0 | Sub-assembly | Active |  | 2 | 1 |  |  |  | Item | 1 | EA | 100 | 1 | 1 | Date |  |  | 2024-09-30 15:41 |  | * | [6 empty] | 1 |  | 1 | 0 |  | 0 | 17 |  |  | * |  |  | None | *
7 | 35-INSU-RM34312 | R-MAX POLYISOCYANURATE FOAM BOARD, 2.5LBS/FT3, GRF FACED, 2.83 - 2.95 ( +/- .060)” THICK, 43 X 120” | 0 | Purchased Item | Active |  | 1 | 1 |  |  |  | Item | 3 | SFT | 100 | 1 | 3 | Date |  |  | 2024-09-30 15:41 |  | * | [6 empty] | 3 |  | 1 | 15 |  | 0 | 16 |  |  | * |  |  | None | *
6 | - IP-60225 | DALTOFOAM TR 42100- HUNTSMAN, PANEL LAMINATING ADHESIVE | 0 | Sub-assembly | Active |  | 3 | 1 |  |  |  | Item | 1 | EA | 100 | 1 | 1 | Date |  |  | 2024-09-30 15:41 |  | * | [6 empty] | 1 |  | 1 | 0 |  | 0 | 42 |  |  | * |  |  | None | *
7 | 85-ADH-DAL42100 | DALTOFOAM TR 42100- HUNTSMAN, PANEL LAMINATING ADHESIVE | 0 | Purchased Item | Active |  | 1 | 1 |  |  |  | Item | 2.1126 | SFT | 100 | 1 | 2.1126 | Date |  |  | 2024-09-30 15:41 |  | * | [6 empty] | 2.1126 |  | 1 | 40 |  | 0 | 41 |  |  | * |  |  | None | *
6 | - IP-60224 | 20ga GA Jkt coil 60 | 0 | Sub-assembly | Active |  | 4 | 1 |  |  |  | Item | 1 | EA | 100 | 1 | 1 | Date |  |  | 2024-09-30 15:41 |  | * | [6 empty] | 1 |  | 1 | 0 |  | 0 | 17 |  |  | * |  |  | None | *
7 | 46-GALC-A620G44 | STEEL,JKT,A60,20GA,44.488" COIL, +/- 0.078" | 0 | Purchased Item | Active |  | 1 | 1 |  |  |  | Item | 2.1514 | SFT | 100 | 1 | 2.1514 | Date |  |  | 2024-09-30 15:41 |  | * | [6 empty] | 2.1514 |  | 1 | 15 |  | 0 | 16 |  |  | * |  |  | None | *
6 | - IP-60226 | SUPRASEC 2026 - HUNTSMAN, PANEL LAMINATING ADHESIVE | 0 | Sub-assembly | Active |  | 5 | 1 |  |  |  | Item | 1 | EA | 100 | 1 | 1 | Date |  |  | 2024-09-30 15:41 |  | * | [6 empty] | 1 |  | 1 | 0 |  | 0 | 27 |  |  | * |  |  | None | *
7 | 85-ADH-SUPR2026 | SUPRASEC 2026 - HUNTSMAN, PANEL LAMINATING ADHESIVE | 0 | Purchased Item | Active |  | 1 | 1 |  |  |  | Item | 2.1126 | SFT | 100 | 1 | 2.1126 | Date |  |  | 2024-09-30 15:41 |  | * | [6 empty] | 2.1126 |  | 1 | 25 |  | 0 | 26 |  |  | * |  |  | None | *
6 | IP-60221_DOC | Foam Panel 3in | 0 | Reference Item - Document Management | Active |  | 99999 | 1 |  |  |  | Item | 1 | EA | 100 | 1 | 1 | Date |  |  | 2024-09-30 15:41 |  | * | [6 empty] | 1 |  | 1 |  |  | 0 | 0 | [5 empty] | None
5 | - IP-60238 | 16ga GA Jkt coil 60 | 0 | Sub-assembly | Active |  | 2 | 1 |  |  |  | Item | 1 | EA | 100 | 1 | 1 | Date |  |  | 2024-09-30 15:41 |  | * | [6 empty] | 1 |  | 1 | 0 |  | 0 | 17 |  |  | * |  |  | None | *
6 | 45-GALC-0225 | STEEL,JKT,A60,16 GA,60" COIL | 0 | Purchased Item | Active |  | 1 | 1 |  |  |  | Item | 2.712 | SFT | 100 | 1 | 2.712 | Date |  |  | 2024-09-30 15:41 |  | * | [6 empty] | 2.712 |  | 1 | 15 |  | 0 | 16 |  |  | * |  |  | None | *
6 | IP-60238_DOC | 16ga GA Jkt coil 60. | B | Reference Item - Document Management | Active |  | 99999 | 1 |  |  |  | Item | 1 | EA | 100 | 1 | 1 | Date |  |  | 2024-09-30 15:41 |  | * | [6 empty] | 1 |  | 1 |  |  | 0 | 0 | [5 empty] | None
5 | - IP-60394 | 20ga GA Brt coil 60 | 0 | Sub-assembly | Active |  | 4 | 1 |  |  |  | Item | 1 | EA | 100 | 1 | 1 | Date |  |  | 2024-09-30 15:41 |  | * | [6 empty] | 1 |  | 1 | 0.024346 |  | 0.024346 | 17.0243 |  |  | * |  |  | None | *
6 | 45-GALC-0475 | STEEL,GALV,G90,20GA,60" COIL | 0 | Purchased Item | Active |  | 1 | 1 |  |  |  | Item | 2.43 | SFT | 100 | 1 | 2.43 | Date |  |  | 2024-09-30 15:41 |  | * | [6 empty] | 2.43 |  | 1 | 15 |  | 0 | 16 |  |  | * |  |  | None | *
6 | IP-60394_DOC | 20ga GA Brt coil 60. | B | Reference Item - Document Management | Active |  | 99999 | 1 |  |  |  | Item | 1 | EA | 100 | 1 | 1 | Date |  |  | 2024-09-30 15:41 |  | * | [6 empty] | 1 |  | 1 |  |  | 0 | 0 | [5 empty] | None
5 | - IP-60397 | 20ga GA Brt coil 60 | 0 | Sub-assembly | Active |  | 5 | 1 |  |  |  | Item | 2 | EA | 100 | 1 | 2 | Date |  |  | 2024-09-30 15:41 |  | * | [6 empty] | 2 |  | 1 | 0.024346 |  | 0.024346 | 17.0243 |  |  | * |  |  | None | *
6 | 45-GALC-0475 | STEEL,GALV,G90,20GA,60" COIL | 0 | Purchased Item | Active |  | 1 | 1 |  |  |  | Item | 2.784 | SFT | 100 | 1 | 5.568 | Date |  |  | 2024-09-30 15:41 |  | * | [6 empty] | 5.568 |  | 1 | 15 |  | 0 | 16 |  |  | * |  |  | None | *
6 | IP-60397_DOC | 20ga GA Brt coil 60. | B | Reference Item - Document Management | Active |  | 99999 | 1 |  |  |  | Item | 1 | EA | 100 | 1 | 2 | Date |  |  | 2024-09-30 15:41 |  | * | [6 empty] | 2 |  | 1 |  |  | 0 | 0 | [5 empty] | None
5 | - IP-58392 | 16ga GA Jkt coil 60 | 0 | Sub-assembly | Active |  | 6 | 1 |  |  |  | Item | 2 | EA | 100 | 1 | 2 | Date |  |  | 2024-09-30 15:41 |  | * | [6 empty] | 2 |  | 1 | 0.064923 |  | 0.064923 | 17.0649 |  |  | * |  |  | None | *
6 | 45-GALC-0225 | STEEL,JKT,A60,16 GA,60" COIL | 0 | Purchased Item | Active |  | 1 | 1 |  |  |  | Item | 8.353 | SFT | 100 | 1 | 16.706 | Date |  |  | 2024-09-30 15:41 |  | * | [6 empty] | 16.706 |  | 1 | 15 |  | 0 | 16 |  |  | * |  |  | None | *
6 | IP-58392_DOC | 16ga GA Jkt coil 60. | C | Reference Item - Document Management | Active |  | 99999 | 1 |  |  |  | Item | 1 | EA | 100 | 1 | 2 | Date |  |  | 2024-09-30 15:41 |  | * | [6 empty] | 2 |  | 1 |  |  | 0 | 0 | [5 empty] | None
5 | - IP-60234 | 16ga GA Jkt coil 60 | 0 | Sub-assembly | Active |  | 8 | 1 |  |  |  | Item | 1 | EA | 100 | 1 | 1 | Date |  |  | 2024-09-30 15:41 |  | * | [6 empty] | 1 |  | 1 | 0 |  | 0 | 17 |  |  | * |  |  | None | *
6 | 45-GALC-0225 | STEEL,JKT,A60,16 GA,60" COIL | 0 | Purchased Item | Active |  | 1 | 1 |  |  |  | Item | 6.26 | SFT | 100 | 1 | 6.26 | Date |  |  | 2024-09-30 15:41 |  | * | [6 empty] | 6.26 |  | 1 | 15 |  | 0 | 16 |  |  | * |  |  | None | *
6 | IP-60234_DOC | 16ga GA Jkt coil 60. | C | Reference Item - Document Management | Active |  | 99999 | 1 |  |  |  | Item | 1 | EA | 100 | 1 | 1 | Date |  |  | 2024-09-30 15:41 |  | * | [6 empty] | 1 |  | 1 |  |  | 0 | 0 | [5 empty] | None
5 | - IP-60236 | 16ga GA Jkt coil 60 | 0 | Sub-assembly | Active |  | 9 | 1 |  |  |  | Item | 1 | EA | 100 | 1 | 1 | Date |  |  | 2024-09-30 15:41 |  | * | [6 empty] | 1 |  | 1 | 0 |  | 0 | 17 |  |  | * |  |  | None | *
6 | 45-GALC-0225 | STEEL,JKT,A60,16 GA,60" COIL | 0 | Purchased Item | Active |  | 1 | 1 |  |  |  | Item | 2.8176 | SFT | 100 | 1 | 2.8176 | Date |  |  | 2024-09-30 15:41 |  | * | [6 empty] | 2.8176 |  | 1 | 15 |  | 0 | 16 |  |  | * |  |  | None | *
6 | IP-60236_DOC | 16ga GA Jkt coil 60. | B | Reference Item - Document Management | Active |  | 99999 | 1 |  |  |  | Item | 1 | EA | 100 | 1 | 1 | Date |  |  | 2024-09-30 15:41 |  | * | [6 empty] | 1 |  | 1 |  |  | 0 | 0 | [5 empty] | None
5 | - IP-60227 | Foam Panel 3in | 0 | Sub-assembly | Active |  | 10 | 1 |  |  |  | Item | 1 | EA | 100 | 1 | 1 | Date |  |  | 2024-09-30 15:41 |  | * | [6 empty] | 1 |  | 1 | 0 |  | 0 | 43 |  |  | * |  |  | None | *
6 | - IP-60228 | R-max Polyisocyanurate Foam Board, 2.5lbs/ft3, GRF faced, 2.83 - 2.95 ( +/- .060) thick, 43 x 120 | 0 | Sub-assembly | Active |  | 1 | 1 |  |  |  | Item | 1 | EA | 100 | 1 | 1 | Date |  |  | 2024-09-30 15:41 |  | * | [6 empty] | 1 |  | 1 | 0 |  | 0 | 17 |  |  | * |  |  | None | *
7 | 35-INSU-RM34312 | R-MAX POLYISOCYANURATE FOAM BOARD, 2.5LBS/FT3, GRF FACED, 2.83 - 2.95 ( +/- .060)” THICK, 43 X 120” | 0 | Purchased Item | Active |  | 1 | 1 |  |  |  | Item | 3 | SFT | 100 | 1 | 3 | Date |  |  | 2024-09-30 15:41 |  | * | [6 empty] | 3 |  | 1 | 15 |  | 0 | 16 |  |  | * |  |  | None | *
6 | - IP-60230 | 20ga GA Jkt coil 60 | 0 | Sub-assembly | Active |  | 2 | 1 |  |  |  | Item | 1 | EA | 100 | 1 | 1 | Date |  |  | 2024-09-30 15:41 |  | * | [6 empty] | 1 |  | 1 | 0 |  | 0 | 17 |  |  | * |  |  | None | *
7 | 46-GALC-A620G44 | STEEL,JKT,A60,20GA,44.488" COIL, +/- 0.078" | 0 | Purchased Item | Active |  | 1 | 1 |  |  |  | Item | 2.0694 | SFT | 100 | 1 | 2.0694 | Date |  |  | 2024-09-30 15:41 |  | * | [6 empty] | 2.0694 |  | 1 | 15 |  | 0 | 16 |  |  | * |  |  | None | *
6 | - IP-60232 | SUPRASEC 2026 - HUNTSMAN, PANEL LAMINATING ADHESIVE | 0 | Sub-assembly | Active |  | 3 | 1 |  |  |  | Item | 1 | EA | 100 | 1 | 1 | Date |  |  | 2024-09-30 15:41 |  | * | [6 empty] | 1 |  | 1 | 0 |  | 0 | 27 |  |  | * |  |  | None | *
7 | 85-ADH-SUPR2026 | SUPRASEC 2026 - HUNTSMAN, PANEL LAMINATING ADHESIVE | 0 | Purchased Item | Active |  | 1 | 1 |  |  |  | Item | 2.0306 | SFT | 100 | 1 | 2.0306 | Date |  |  | 2024-09-30 15:41 |  | * | [6 empty] | 2.0306 |  | 1 | 25 |  | 0 | 26 |  |  | * |  |  | None | *
6 | - IP-60231 | DALTOFOAM TR 42100- HUNTSMAN, PANEL LAMINATING ADHESIVE | 0 | Sub-assembly | Active |  | 4 | 1 |  |  |  | Item | 1 | EA | 100 | 1 | 1 | Date |  |  | 2024-09-30 15:41 |  | * | [6 empty] | 1 |  | 1 | 0 |  | 0 | 42 |  |  | * |  |  | None | *
7 | 85-ADH-DAL42100 | DALTOFOAM TR 42100- HUNTSMAN, PANEL LAMINATING ADHESIVE | 0 | Purchased Item | Active |  | 1 | 1 |  |  |  | Item | 2.0306 | SFT | 100 | 1 | 2.0306 | Date |  |  | 2024-09-30 15:41 |  | * | [6 empty] | 2.0306 |  | 1 | 40 |  | 0 | 41 |  |  | * |  |  | None | *
6 | - IP-60229 | 20ga GA Brt coil ROBOR | 0 | Sub-assembly | Active |  | 5 | 1 |  |  |  | Item | 1 | EA | 100 | 1 | 1 | Date |  |  | 2024-09-30 15:41 |  | * | [6 empty] | 1 |  | 1 | 0 |  | 0 | 22 |  |  | * |  |  | None | *
7 | 46-PRPCG9020GO | STEEL G90 20GA WIDTH 44.488",EXTERIOR: CLEAR CONDUCTIVE GLOSS ONLY, INTERIOR:EPOXY | 0 | Purchased Item | Active |  | 1 | 1 |  |  |  | Item | 2.0306 | SFT | 100 | 1 | 2.0306 | Date |  |  | 2024-09-30 15:41 |  | * | [6 empty] | 2.0306 |  | 1 | 20 |  | 0 | 21 |  |  | * |  |  | None | *
6 | IP-60227_DOC | Foam Panel 3in. | B | Reference Item - Document Management | Active |  | 99999 | 1 |  |  |  | Item | 1 | EA | 100 | 1 | 1 | Date |  |  | 2024-09-30 15:41 |  | * | [6 empty] | 1 |  | 1 |  |  | 0 | 0 | [5 empty] | None
5 | - IP-60396 | 20ga GA Brt coil 60 | 0 | Sub-assembly | Active |  | 11 | 1 |  |  |  | Item | 2 | EA | 100 | 1 | 2 | Date |  |  | 2024-09-30 15:41 |  | * | [6 empty] | 2 |  | 1 | 0.024346 |  | 0.024346 | 17.0243 |  |  | * |  |  | None | *
6 | 45-GALC-0475 | STEEL,GALV,G90,20GA,60" COIL | 0 | Purchased Item | Active |  | 1 | 1 |  |  |  | Item | 5.124 | SFT | 100 | 1 | 10.248 | Date |  |  | 2024-09-30 15:41 |  | * | [6 empty] | 10.248 |  | 1 | 15 |  | 0 | 16 |  |  | * |  |  | None | *
6 | IP-60396_DOC | 20ga GA Brt coil 60. | B | Reference Item - Document Management | Active |  | 99999 | 1 |  |  |  | Item | 1 | EA | 100 | 1 | 2 | Date |  |  | 2024-09-30 15:41 |  | * | [6 empty] | 2 |  | 1 |  |  | 0 | 0 | [5 empty] | None
5 | 75-WF-142012-P8 | 1/4-20X1/2-SERR FLNG BOLT PLTD | 0 | Purchased Item | Active |  | 12 | 1 |  |  |  | Item | 28 | EA | 100 | 1 | 28 | Date |  |  | 2024-09-30 15:41 |  | * | [6 empty] | 28 |  | 1 | 50 |  | 0 | 51 |  |  | * |  |  | None | *
5 | 75-WN-1420-P | 1/4-20-SERR FLNG NUT PLTD | 0 | Purchased Item | Active |  | 13 | 1 |  |  |  | Item | 28 | EA | 100 | 1 | 28 | Date |  |  | 2024-09-30 15:41 |  | * | [6 empty] | 28 |  | 1 | 30 |  | 0 | 31 |  |  | * |  |  | None | *
5 | - IP-60399 | 20ga GA Brt coil 60 | 0 | Sub-assembly | Active |  | 14 | 1 |  |  |  | Item | 1 | EA | 100 | 1 | 1 | Date |  |  | 2024-09-30 15:41 |  | * | [6 empty] | 1 |  | 1 | 0.024346 |  | 0.024346 | 17.0243 |  |  | * |  |  | None | *
6 | 45-GALC-0475 | STEEL,GALV,G90,20GA,60" COIL | 0 | Purchased Item | Active |  | 1 | 1 |  |  |  | Item | 4.745 | SFT | 100 | 1 | 4.745 | Date |  |  | 2024-09-30 15:41 |  | * | [6 empty] | 4.745 |  | 1 | 15 |  | 0 | 16 |  |  | * |  |  | None | *
6 | IP-60399_DOC | 20ga GA Brt coil 60. | B | Reference Item - Document Management | Active |  | 99999 | 1 |  |  |  | Item | 1 | EA | 100 | 1 | 1 | Date |  |  | 2024-09-30 15:41 |  | * | [6 empty] | 1 |  | 1 | 5 |  | 0 | 5 | [5 empty] | None
5 | - IP-60398 | 20ga GA Brt coil 60 | 0 | Sub-assembly | Active |  | 15 | 1 |  |  |  | Item | 4 | EA | 100 | 1 | 4 | Date |  |  | 2024-09-30 15:41 |  | * | [6 empty] | 4 |  | 1 | 0.024346 |  | 0.024346 | 31.0243 |  |  | * |  |  | None | *
6 | 45-GALC-0475 | STEEL,GALV,G90,20GA,60" COIL | 0 | Purchased Item | Active |  | 1 | 1 |  |  |  | Item | 1.189 | SFT | 100 | 1 | 4.756 | Date |  |  | 2024-09-30 15:41 |  | * | [6 empty] | 4.756 |  | 1 | 15 |  | 0 | 16 |  |  | * |  |  | None | *
6 | IP-60398_DOC | 20ga GA Brt coil 60. | B | Reference Item - Document Management | Active |  | 99999 | 1 |  |  |  | Item | 1 | EA | 100 | 1 | 4 | Date |  |  | 2024-09-30 15:41 |  | * | [6 empty] | 4 |  | 1 | 30 |  | 0 | 30 | [5 empty] | None
5 | 75-SCWR-818-34 | SELF DRILLING SCREW 8-18, 3/4" LENGTH, ZINC PLATED PAN HEAD PHILLIPS, PART NO. 94060A197 | 0 | Purchased Item | Active |  | 16 | 1 |  |  |  | Item | 205 | EA | 100 | 1 | 205 | Date |  |  | 2024-09-30 15:41 |  | * | [6 empty] | 205 |  | 1 | 40 |  | 0 | 41 |  |  | * |  |  | None | *
5 | - IP-58393 | 16ga GA Jkt coil 60 | 0 | Sub-assembly | Active |  | 17 | 1 |  |  |  | Item | 4 | EA | 100 | 1 | 4 | Date |  |  | 2024-09-30 15:41 |  | * | [6 empty] | 4 |  | 1 | 0.064923 |  | 0.064923 | 17.0649 |  |  | * |  |  | None | *
6 | 45-GALC-0225 | STEEL,JKT,A60,16 GA,60" COIL | 0 | Purchased Item | Active |  | 1 | 1 |  |  |  | Item | 3.621 | SFT | 100 | 1 | 14.484 | Date |  |  | 2024-09-30 15:41 |  | * | [6 empty] | 14.484 |  | 1 | 15 |  | 0 | 16 |  |  | * |  |  | None | *
6 | IP-58393_DOC | 16ga GA Jkt coil 60. | C | Reference Item - Document Management | Active |  | 99999 | 1 |  |  |  | Item | 1 | EA | 100 | 1 | 4 | Date |  |  | 2024-09-30 15:41 |  | * | [6 empty] | 4 |  | 1 | 5 |  | 0 | 5 | [5 empty] | None
5 | - IP-58391 | 16ga GA Jkt coil 60 | 0 | Sub-assembly | Active |  | 18 | 1 |  |  |  | Item | 2 | EA | 100 | 1 | 2 | Date |  |  | 2024-09-30 15:41 |  | * | [6 empty] | 2 |  | 1 | 0.064923 |  | 0.064923 | 17.0649 |  |  | * |  |  | None | *
6 | 45-GALC-0225 | STEEL,JKT,A60,16 GA,60" COIL | 0 | Purchased Item | Active |  | 1 | 1 |  |  |  | Item | 5.298 | SFT | 100 | 1 | 10.596 | Date |  |  | 2024-09-30 15:41 |  | * | [6 empty] | 10.596 |  | 1 | 15 |  | 0 | 16 |  |  | * |  |  | None | *
6 | IP-58391_DOC | 16ga GA Brt coil 60. | C | Reference Item - Document Management | Active |  | 99999 | 1 |  |  |  | Item | 1 | EA | 100 | 1 | 2 | Date |  |  | 2024-09-30 15:41 |  | * | [6 empty] | 2 |  | 1 |  |  | 0 | 0 | [5 empty] | None
5 | - IP-60233 | 16ga GA Jkt coil 60 | 0 | Sub-assembly | Active |  | 19 | 1 |  |  |  | Item | 1 | EA | 100 | 1 | 1 | Date |  |  | 2024-09-30 15:41 |  | * | [6 empty] | 1 |  | 1 | 0 |  | 0 | 17 |  |  | * |  |  | None | *
6 | 45-GALC-0225 | STEEL,JKT,A60,16 GA,60" COIL | 0 | Purchased Item | Active |  | 1 | 1 |  |  |  | Item | 7.585 | SFT | 100 | 1 | 7.585 | Date |  |  | 2024-09-30 15:41 |  | * | [6 empty] | 7.585 |  | 1 | 15 |  | 0 | 16 |  |  | * |  |  | None | *
6 | IP-60233_DOC | 16ga GA Jkt coil 60. | C | Reference Item - Document Management | Active |  | 99999 | 1 |  |  |  | Item | 1 | EA | 100 | 1 | 1 | Date |  |  | 2024-09-30 15:41 |  | * | [6 empty] | 1 |  | 1 |  |  | 0 | 0 | [5 empty] | None
5 | - IP-60235 | 16ga GA Brt coil 60 | 0 | Sub-assembly | Active |  | 20 | 1 |  |  |  | Item | 1 | EA | 100 | 1 | 1 | Date |  |  | 2024-09-30 15:41 |  | * | [6 empty] | 1 |  | 1 | 0 |  | 0 | 17 |  |  | * |  |  | None | *
6 | 45-GALC-0275 | STEEL,GALV,G90,16 GA,60" COIL | 0 | Purchased Item | Active |  | 1 | 1 |  |  |  | Item | 2.69 | SFT | 100 | 1 | 2.69 | Date |  |  | 2024-09-30 15:41 |  | * | [6 empty] | 2.69 |  | 1 | 15 |  | 0 | 16 |  |  | * |  |  | None | *
6 | IP-60235_DOC | 16ga GA Brt coil 60. | B | Reference Item - Document Management | Active |  | 99999 | 1 |  |  |  | Item | 1 | EA | 100 | 1 | 1 | Date |  |  | 2024-09-30 15:41 |  | * | [6 empty] | 1 |  | 1 |  |  | 0 | 0 | [5 empty] | None
5 | - IP-60237 | 16ga GA Brt coil 60 | 0 | Sub-assembly | Active |  | 21 | 1 |  |  |  | Item | 1 | EA | 100 | 1 | 1 | Date |  |  | 2024-09-30 15:41 |  | * | [6 empty] | 1 |  | 1 | 0 |  | 0 | 17 |  |  | * |  |  | None | *
6 | 45-GALC-0275 | STEEL,GALV,G90,16 GA,60" COIL | 0 | Purchased Item | Active |  | 1 | 1 |  |  |  | Item | 2.5873 | SFT | 100 | 1 | 2.5873 | Date |  |  | 2024-09-30 15:41 |  | * | [6 empty] | 2.5873 |  | 1 | 15 |  | 0 | 16 |  |  | * |  |  | None | *
6 | IP-60237_DOC | 16ga GA Brt coil 60. | B | Reference Item - Document Management | Active |  | 99999 | 1 |  |  |  | Item | 1 | EA | 100 | 1 | 1 | Date |  |  | 2024-09-30 15:41 |  | * | [6 empty] | 1 |  | 1 |  |  | 0 | 0 | [5 empty] | None
5 | - IP-60239 | 16ga GA Jkt coil 60 | 0 | Sub-assembly | Active |  | 22 | 1 |  |  |  | Item | 1 | EA | 100 | 1 | 1 | Date |  |  | 2024-09-30 15:41 |  | * | [6 empty] | 1 |  | 1 | 0 |  | 0 | 17 |  |  | * |  |  | None | *
6 | 45-GALC-0225 | STEEL,JKT,A60,16 GA,60" COIL | 0 | Purchased Item | Active |  | 1 | 1 |  |  |  | Item | 9.1 | SFT | 100 | 1 | 9.1 | Date |  |  | 2024-09-30 15:41 |  | * | [6 empty] | 9.1 |  | 1 | 15 |  | 0 | 16 |  |  | * |  |  | None | *
6 | IP-60239_DOC | 16ga GA Jkt coil 60. | C | Reference Item - Document Management | Active |  | 99999 | 1 |  |  |  | Item | 1 | EA | 100 | 1 | 1 | Date |  |  | 2024-09-30 15:41 |  | * | [6 empty] | 1 |  | 1 |  |  | 0 | 0 | [5 empty] | None
5 | - IP-60395 | 20ga GA Brt coil 60 | 0 | Sub-assembly | Active |  | 23 | 1 |  |  |  | Item | 1 | EA | 100 | 1 | 1 | Date |  |  | 2024-09-30 15:41 |  | * | [6 empty] | 1 |  | 1 | 0.024346 |  | 0.024346 | 17.0243 |  |  | * |  |  | None | *
6 | 45-GALC-0475 | STEEL,GALV,G90,20GA,60" COIL | 0 | Purchased Item | Active |  | 1 | 1 |  |  |  | Item | 3.339 | SFT | 100 | 1 | 3.339 | Date |  |  | 2024-09-30 15:41 |  | * | [6 empty] | 3.339 |  | 1 | 15 |  | 0 | 16 |  |  | * |  |  | None | *
6 | IP-60395_DOC | 20ga GA Brt coil 60. | B | Reference Item - Document Management | Active |  | 99999 | 1 |  |  |  | Item | 1 | EA | 100 | 1 | 1 | Date |  |  | 2024-09-30 15:41 |  | * | [6 empty] | 1 |  | 1 |  |  | 0 | 0 | [5 empty] | None
5 | 75-SCWH-14-114 | 1/4-14x1 1/4" SELF DRILL S.H.W PL | 0 | Purchased Item | Active |  | 24 | 1 |  |  |  | Item | 12 | EA | 100 | 1 | 12 | Date |  |  | 2024-09-30 15:41 |  | * | [6 empty] | 12 |  | 1 | 20 |  | 0 | 21 |  |  | * |  |  | None | *
5 | 75-RIVET-0050 | 304 STAINLESS STEEL - POP RIVET - 1/8" X .188-250" LONG | 0 | Purchased Item | Active |  | 26 | 1 |  |  |  | Item | 38 | EA | 100 | 1 | 38 | Date |  |  | 2024-09-30 15:41 |  | * | [6 empty] | 38 |  | 1 | 20 |  | 0 | 21 |  |  | * |  |  | None | *
4 | - IP-59096 | 16ga GA Brt coil 60 | 0 | Sub-assembly | Active |  | 26 | 1 |  |  |  | Item | 2 | EA | 100 | 1 | 2 | Date |  |  | 2024-09-30 15:41 |  | * | [6 empty] | 2 |  | 1 | 0.024346 |  | 0.024346 | 17.0243 |  |  | * |  |  | None | *
5 | 45-GALC-0225 | STEEL,JKT,A60,16 GA,60" COIL | 0 | Purchased Item | Active |  | 1 | 1 |  |  |  | Item | 5.523 | SFT | 100 | 1 | 11.046 | Date |  |  | 2024-09-30 15:41 |  | * | [6 empty] | 11.046 |  | 1 | 15 |  | 0 | 16 |  |  | * |  |  | None | *
5 | IP-59096_DOC | 16ga GA Brt coil 60. | B | Reference Item - Document Management | Active |  | 99999 | 1 |  |  |  | Item | 1 | EA | 100 | 1 | 2 | Date |  |  | 2024-09-30 15:41 |  | * | [6 empty] | 2 |  | 1 |  |  | 0 | 0 | [5 empty] | None
4 | - IP-59095 | 14ga GA Jkt coil 60 | 0 | Sub-assembly | Active |  | 27 | 1 |  |  |  | Item | 2 | EA | 100 | 1 | 2 | Date |  |  | 2024-09-30 15:41 |  | * | [6 empty] | 2 |  | 1 | 0.064923 |  | 0.064923 | 17.0649 |  |  | * |  |  | None | *
5 | 45-GALC-0505 | STEEL,JKT,A60,14 GA,60" COIL | 0 | Purchased Item | Active |  | 1 | 1 |  |  |  | Item | 1.489 | SFT | 100 | 1 | 2.978 | Date |  |  | 2024-09-30 15:41 |  | * | [6 empty] | 2.978 |  | 1 | 15 |  | 0 | 16 |  |  | * |  |  | None | *
5 | IP-59095_DOC | 14ga GA Jkt coil 60. | B | Reference Item - Document Management | Active |  | 15 | 1 |  |  |  | Item | 1 | EA | 100 | 1 | 2 | Date |  |  | 2024-09-30 15:41 |  | * | [6 empty] | 2 |  | 1 |  |  | 0 | 0 | [5 empty] | None
3 | - MCYS06-SMA-68066 | RA COLLAR ASSY | 0 | Sub-assembly | Active |  | 2 | 1 |  |  |  | Item | 1 | EA | 100 | 1 | 1 | Date |  |  | 2024-09-30 15:41 |  | * | [6 empty] | 1 |  | 1 | 0 |  | 0.064923 | 42 |  |  | * |  |  | None | *
4 | - MCYSC4-SMA-59458 | COLLAR SUB ASSY UPPER SECTION | 0 | Sub-assembly | Active |  | 1 | 1 |  |  |  | Item | 1 | EA | 100 | 1 | 1 | Date |  |  | 2024-09-30 15:41 |  | * | [6 empty] | 1 |  | 1 | 0 |  | 0.064923 | 23 |  |  | * |  |  | None | *
5 | - IP-59457 | 16ga GA Jkt coil 60 | 0 | Sub-assembly | Active |  | 3 | 1 |  |  |  | Item | 2 | EA | 100 | 1 | 2 | Date |  |  | 2024-09-30 15:41 |  | * | [6 empty] | 2 |  | 1 | 0.064923 |  | 0.064923 | 17.0649 |  |  | * |  |  | None | *
6 | 45-GALC-0225 | STEEL,JKT,A60,16 GA,60" COIL | 0 | Purchased Item | Active |  | 1 | 1 |  |  |  | Item | 3.057 | SFT | 100 | 1 | 6.114 | Date |  |  | 2024-09-30 15:41 |  | * | [6 empty] | 6.114 |  | 1 | 15 |  | 0 | 16 |  |  | * |  |  | None | *
6 | IP-59457_DOC | 16ga GA Jkt coil 60. | B | Reference Item - Document Management | Active |  | 99999 | 1 |  |  |  | Item | 1 | EA | 100 | 1 | 2 | Date |  |  | 2024-09-30 15:41 |  | * | [6 empty] | 2 |  | 1 | 10 |  | 0 | 10 | [5 empty] | None
5 | - MCYSC4-SMA-60393 | COLLAR SUB ASSY WELDED | 0 | Sub-assembly | Active |  | 4 | 1 |  |  |  | Item | 2 | EA | 100 | 1 | 2 | Date |  |  | 2024-09-30 15:41 |  | * | [6 empty] | 2 |  | 1 | 0 |  | 0.064923 | 22 |  |  | * |  |  | None | *
6 | - IP-59456 | 16ga GA Jkt coil 60 | 0 | Sub-assembly | Active |  | 1 | 1 |  |  |  | Item | 1 | EA | 100 | 1 | 2 | Date |  |  | 2024-09-30 15:41 |  | * | [6 empty] | 2 |  | 1 | 0.064923 |  | 0.064923 | 17.0649 |  |  | * |  |  | None | *
7 | 45-GALC-0225 | STEEL,JKT,A60,16 GA,60" COIL | 0 | Purchased Item | Active |  | 1 | 1 |  |  |  | Item | 3.356 | SFT | 100 | 1 | 6.712 | Date |  |  | 2024-09-30 15:41 |  | * | [6 empty] | 6.712 |  | 1 | 15 |  | 0 | 16 |  |  | * |  |  | None | *
7 | IP-59456_DOC | 16ga GA Jkt coil 60. | B | Reference Item - Document Management | Active |  | 99999 | 1 |  |  |  | Item | 1 | EA | 100 | 1 | 2 | Date |  |  | 2024-09-30 15:41 |  | * | [6 empty] | 2 |  | 1 |  |  | 0 | 0 | [5 empty] | None
6 | - IP-60392 | 16ga GA Jkt coil 60 | 0 | Sub-assembly | Active |  | 2 | 1 |  |  |  | Item | 1 | EA | 100 | 1 | 2 | Date |  |  | 2024-09-30 15:41 |  | * | [6 empty] | 2 |  | 1 | 0.064923 |  | 0.064923 | 17.0649 |  |  | * |  |  | None | *
7 | 45-GALC-0225 | STEEL,JKT,A60,16 GA,60" COIL | 0 | Purchased Item | Active |  | 1 | 1 |  |  |  | Item | 3.356 | SFT | 100 | 1 | 6.712 | Date |  |  | 2024-09-30 15:41 |  | * | [6 empty] | 6.712 |  | 1 | 15 |  | 0 | 16 |  |  | * |  |  | None | *
7 | IP-60392_DOC | 16ga GA Jkt coil 60. | B | Reference Item - Document Management | Active |  | 99999 | 1 |  |  |  | Item | 1 | EA | 100 | 1 | 2 | Date |  |  | 2024-09-30 15:41 |  | * | [6 empty] | 2 |  | 1 |  |  | 0 | 0 | [5 empty] | None
6 | 75-RIVET-0050 | 304 STAINLESS STEEL - POP RIVET - 1/8" X .188-250" LONG | 0 | Purchased Item | Active |  | 4 | 1 |  |  |  | Item | 2 | EA | 100 | 1 | 4 | Date |  |  | 2024-09-30 15:41 |  | * | [6 empty] | 4 |  | 1 | 20 |  | 0 | 21 |  |  | * |  |  | None | *
4 | 75-SCWR-818-1S | SELF DRILLING SCREW 8-18,1" LENGTH, 410 STAINLESS STEEL PAN HEAD PHILLIPS #0128166 | 0 | Purchased Item | Active |  | 2 | 1 |  |  |  | Item | 56 | EA | 100 | 1 | 56 | Date |  |  | 2024-09-30 15:41 |  | * | [6 empty] | 56 |  | 1 | 40 |  | 0 | 41 |  |  | * |  |  | None | *
3 | - MCYS06-SMA-68063.iam | INTERNAL CABINET ASSY | 0 | Sub-assembly | Active |  | 3 | 1 |  |  |  | Item | 1 | EA | 100 | 1 | 1 | Date |  |  | 2024-09-30 15:41 |  | * | [6 empty] | 1 |  | 1 | 0 |  | 0.064923 | 98.0649 |  |  | * |  |  | None | *
4 | - IP-59490 | 16ga GA Brt coil 60 | 0 | Sub-assembly | Active |  | 1 | 1 |  |  |  | Item | 1 | EA | 100 | 1 | 1 | Date |  |  | 2024-09-30 15:41 |  | * | [6 empty] | 1 |  | 1 | 0.064923 |  | 0.064923 | 17.0649 |  |  | * |  |  | None | *
5 | 45-GALC-0275 | STEEL,GALV,G90,16 GA,60" COIL | 0 | Purchased Item | Active |  | 1 | 1 |  |  |  | Item | 5.265 | SFT | 100 | 1 | 5.265 | Date |  |  | 2024-09-30 15:41 |  | * | [6 empty] | 5.265 |  | 1 | 15 |  | 0 | 16 |  |  | * |  |  | None | *
5 | IP-59490_DOC | 16ga GA Brt coil 60. | B | Reference Item - Document Management | Active |  | 99999 | 1 |  |  |  | Item | 1 | EA | 100 | 1 | 1 | Date |  |  | 2024-09-30 15:41 |  | * | [6 empty] | 1 |  | 1 |  |  | 0 | 0 | [5 empty] | None
4 | 75-WF-142012-P8 | 1/4-20X1/2-SERR FLNG BOLT PLTD | 0 | Purchased Item | Active |  | 2 | 1 |  |  |  | Item | 7 | EA | 100 | 1 | 7 | Date |  |  | 2024-09-30 15:41 |  | * | [6 empty] | 7 |  | 1 | 50 |  | 0 | 51 |  |  | * |  |  | None | *
4 | - IP-59464 | 16ga GA Brt coil 60 | 0 | Sub-assembly | Active |  | 3 | 1 |  |  |  | Item | 2 | EA | 100 | 1 | 2 | Date |  |  | 2024-09-30 15:41 |  | * | [6 empty] | 2 |  | 1 | 0.064923 |  | 0.064923 | 17.0649 |  |  | * |  |  | None | *
5 | 45-GALC-0275 | STEEL,GALV,G90,16 GA,60" COIL | 0 | Purchased Item | Active |  | 1 | 1 |  |  |  | Item | 3.474 | SFT | 100 | 1 | 6.948 | Date |  |  | 2024-09-30 15:41 |  | * | [6 empty] | 6.948 |  | 1 | 15 |  | 0 | 16 |  |  | * |  |  | None | *
5 | IP-59464_DOC | 16ga GA Brt coil 60. | C | Reference Item - Document Management | Active |  | 99999 | 1 |  |  |  | Item | 1 | EA | 100 | 1 | 2 | Date |  |  | 2024-09-30 15:41 |  | * | [6 empty] | 2 |  | 1 |  |  | 0 | 0 | [5 empty] | None
4 | - MCYSC4-SMA-59477 | Access Plate Casing-Viny | 0 | Sub-assembly | Active |  | 4 | 1 |  |  |  | Item | 2 | EA | 100 | 1 | 2 | Date |  |  | 2024-09-30 15:41 |  | * | [6 empty] | 2 |  | 1 | 0 |  | 0.064923 | 53 |  |  | * |  |  | None | *
5 | - IP-59479 | 16ga GA Brt coil 60 | 0 | Sub-assembly | Active |  | 1 | 1 |  |  |  | Item | 1 | EA | 100 | 1 | 2 | Date |  |  | 2024-09-30 15:41 |  | * | [6 empty] | 2 |  | 1 | 0.064923 |  | 0.064923 | 17.0649 |  |  | * |  |  | None | *
6 | 45-GALC-0275 | STEEL,GALV,G90,16 GA,60" COIL | 0 | Purchased Item | Active |  | 1 | 1 |  |  |  | Item | 29.589 | SFT | 100 | 1 | 59.178 | Date |  |  | 2024-09-30 15:41 |  | * | [6 empty] | 59.178 |  | 1 | 15 |  | 0 | 16 |  |  | * |  |  | None | *
6 | IP-59479_DOC | 16ga GA Brt coil 60. | B | Reference Item - Document Management | Active |  | 99999 | 1 |  |  |  | Item | 1 | EA | 100 | 1 | 2 | Date |  |  | 2024-09-30 15:41 |  | * | [6 empty] | 2 |  | 1 |  |  | 0 | 0 | [5 empty] | None
5 | - IP-59478 | 16ga GA Brt coil 60 | 0 | Sub-assembly | Active |  | 2 | 1 |  |  |  | Item | 1 | EA | 100 | 1 | 2 | Date |  |  | 2024-09-30 15:41 |  | * | [6 empty] | 2 |  | 1 | 0.064923 |  | 0.064923 | 31.0649 |  |  | * |  |  | None | *
6 | 45-GALC-0275 | STEEL,GALV,G90,16 GA,60" COIL | 0 | Purchased Item | Active |  | 1 | 1 |  |  |  | Item | 27.248 | SFT | 100 | 1 | 54.496 | Date |  |  | 2024-09-30 15:41 |  | * | [6 empty] | 54.496 |  | 1 | 15 |  | 0 | 16 |  |  | * |  |  | None | *
6 | IP-59478_DOC | 16ga GA Brt coil 60. | B | Reference Item - Document Management | Active |  | 99999 | 1 |  |  |  | Item | 1 | EA | 100 | 1 | 2 | Date |  |  | 2024-09-30 15:41 |  | * | [6 empty] | 2 |  | 1 | 30 |  | 0 | 30 | [5 empty] | None
5 | 75-SCRW-516182 | PLASTIC HEAD THUMB SCREW | 0 | Purchased Item | Active |  | 3 | 1 |  |  |  | Item | 28 | EA | 100 | 1 | 56 | Date |  |  | 2024-09-30 15:41 |  | * | [6 empty] | 56 |  | 1 | 5 |  | 0 | 6 |  |  | * |  |  | None | *
5 | - IP-59482 | 1" VHB TAPE | 0 | Sub-assembly | Active |  | 4 | 1 |  |  |  | Item | 1 | EA | 100 | 1 | 2 | Date |  |  | 2024-09-30 15:41 |  | * | [6 empty] | 2 |  | 1 | 0 |  | 0 | 32 |  |  | * |  |  | None | *
6 | 85-TAPE-0123 | 1"X 36 YD 3M VHB TAPE 4611 | 0 | Purchased Item | Active |  | 1 | 1 |  |  |  | Item | 19.418 | FT | 100 | 1 | 38.836 | Date |  |  | 2024-09-30 15:41 |  | * | [6 empty] | 38.836 |  | 1 | 30 |  | 0 | 31 |  |  | * |  |  | None | *
5 | - IP-59481 | Gasket 1 x 1/4 | 0 | Sub-assembly | Active |  | 5 | 1 |  |  |  | Item | 1 | EA | 100 | 1 | 2 | Date |  |  | 2024-09-30 15:41 |  | * | [6 empty] | 2 |  | 1 | 0 |  | 0 | 52 |  |  | * |  |  | None | *
6 | 85-FOAM-0110 | GASKET - NEOPRENE - 1.00"W X 0.25"T SINGLECOAT FOAM TAPE | 0 | Purchased Item | Active |  | 1 | 1 |  |  |  | Item | 19.418 | FT | 100 | 1 | 38.836 | Date |  |  | 2024-09-30 15:41 |  | * | [6 empty] | 38.836 |  | 1 | 50 |  | 0 | 51 |  |  | * |  |  | None | *
5 | - IP-59480 | Insulation | 0 | Sub-assembly | Active |  | 6 | 1 |  |  |  | Item | 1 | EA | 100 | 1 | 2 | Date |  |  | 2024-09-30 15:41 |  | * | [6 empty] | 2 |  | 1 | 0 |  | 0 | 17 |  |  | * |  |  | None | *
6 | 35-INSU-0211 | FIBERGLASS INSULATION - 2.0 IN. THICK - 3.0 LB. DENSITY | 0 | Purchased Item | Active |  | 1 | 1 |  |  |  | Item | 21.604 | SFT | 100 | 1 | 43.208 | Date |  |  | 2024-09-30 15:41 |  | * | [6 empty] | 43.208 |  | 1 | 15 |  | 0 | 16 |  |  | * |  |  | None | *
5 | MCYSC4-SMA-59477_DOC | Access Plate Casing | 0 | Reference Item - Document Management | Active |  | 99999 | 1 |  |  |  | Item | 1 | EA | 100 | 1 | 2 | Date |  |  | 2024-09-30 15:41 |  | * | [6 empty] | 2 |  | 1 |  |  | 0 | 0 | [5 empty] | None
4 | - MCYSC4-SMA-60157 | FOAM PANEL - UPPER RIGHT SIDE VESTIBULO WALL ASSY 1 | 0 | Sub-assembly | Active |  | 5 | 1 |  |  |  | Item | 1 | EA | 100 | 1 | 1 | Date |  |  | 2024-09-30 15:41 |  | * | [6 empty] | 1 |  | 1 | 0 |  | 0.064923 | 52.0649 |  |  | * |  |  | None | *
5 | - IP-59374 | 16ga GA Jkt coil 60 | 0 | Sub-assembly | Active |  | 1 | 1 |  |  |  | Item | 2 | EA | 100 | 1 | 2 | Date |  |  | 2024-09-30 15:41 |  | * | [6 empty] | 2 |  | 1 | 0.064923 |  | 0.064923 | 17.0649 |  |  | * |  |  | None | *
6 | 45-GALC-0275 | STEEL,GALV,G90,16 GA,60" COIL | 0 | Purchased Item | Active |  | 1 | 1 |  |  |  | Item | 0.76332 | SFT | 100 | 1 | 1.5266 | Date |  |  | 2024-09-30 15:41 |  | * | [6 empty] | 1.5266 |  | 1 | 15 |  | 0 | 16 |  |  | * |  |  | None | *
6 | IP-59374_DOC | 16ga GA Jkt coil 60. | C | Reference Item - Document Management | Active |  | 99999 | 1 |  |  |  | Item | 1 | EA | 100 | 1 | 2 | Date |  |  | 2024-09-30 15:41 |  | * | [6 empty] | 2 |  | 1 |  |  | 0 | 0 | [5 empty] | None
5 | - IP-59371 | 16ga GA Jkt coil 60 | 0 | Sub-assembly | Active |  | 2 | 1 |  |  |  | Item | 1 | EA | 100 | 1 | 1 | Date |  |  | 2024-09-30 15:41 |  | * | [6 empty] | 1 |  | 1 | 0.064923 |  | 0.064923 | 17.0649 |  |  | * |  |  | None | *
6 | 45-GALC-0275 | STEEL,GALV,G90,16 GA,60" COIL | 0 | Purchased Item | Active |  | 1 | 1 |  |  |  | Item | 0.77621 | SFT | 100 | 1 | 0.77621 | Date |  |  | 2024-09-30 15:41 |  | * | [6 empty] | 0.77621 |  | 1 | 15 |  | 0 | 16 |  |  | * |  |  | None | *
6 | IP-59371_DOC | 16ga GA Jkt coil 60. | C | Reference Item - Document Management | Active |  | 99999 | 1 |  |  |  | Item | 1 | EA | 100 | 1 | 1 | Date |  |  | 2024-09-30 15:41 |  | * | [6 empty] | 1 |  | 1 |  |  | 0 | 0 | [5 empty] | None
5 | - IP-59369 | 16ga GA Jkt coil 60 | 0 | Sub-assembly | Active |  | 3 | 1 |  |  |  | Item | 2 | EA | 100 | 1 | 2 | Date |  |  | 2024-09-30 15:41 |  | * | [6 empty] | 2 |  | 1 | 0.064923 |  | 0.064923 | 51.0649 |  |  | * |  |  | None | *
6 | 45-GALC-0275 | STEEL,GALV,G90,16 GA,60" COIL | 0 | Purchased Item | Active |  | 1 | 1 |  |  |  | Item | 0.43253 | SFT | 100 | 1 | 0.86506 | Date |  |  | 2024-09-30 15:41 |  | * | [6 empty] | 0.86506 |  | 1 | 15 |  | 0 | 16 |  |  | * |  |  | None | *
6 | IP-59369_DOC | 16ga GA Jkt coil 60. | C | Reference Item - Document Management | Active |  | 99999 | 1 |  |  |  | Item | 1 | EA | 100 | 1 | 2 | Date |  |  | 2024-09-30 15:41 |  | * | [6 empty] | 2 |  | 1 | 50 |  | 0 | 50 | [5 empty] | None
5 | - IP-59370 | 16ga GA Jkt coil 60 | 0 | Sub-assembly | Active |  | 5 | 1 |  |  |  | Item | 1 | EA | 100 | 1 | 1 | Date |  |  | 2024-09-30 15:41 |  | * | [6 empty] | 1 |  | 1 | 0.064923 |  | 0.064923 | 17.0649 |  |  | * |  |  | None | *
6 | 45-GALC-0275 | STEEL,GALV,G90,16 GA,60" COIL | 0 | Purchased Item | Active |  | 1 | 1 |  |  |  | Item | 0.27425 | SFT | 100 | 1 | 0.27425 | Date |  |  | 2024-09-30 15:41 |  | * | [6 empty] | 0.27425 |  | 1 | 15 |  | 0 | 16 |  |  | * |  |  | None | *
6 | IP-59370_DOC | 16ga GA Jkt coil 60. | C | Reference Item - Document Management | Active |  | 99999 | 1 |  |  |  | Item | 1 | EA | 100 | 1 | 1 | Date |  |  | 2024-09-30 15:41 |  | * | [6 empty] | 1 |  | 1 | 5 |  | 0 | 5 | [5 empty] | None
5 | - IP-59367 | 16ga GA Brt coil 60 | 0 | Sub-assembly | Active |  | 6 | 1 |  |  |  | Item | 4 | EA | 100 | 1 | 4 | Date |  |  | 2024-09-30 15:41 |  | * | [6 empty] | 4 |  | 1 | 0.064923 |  | 0.064923 | 17.0649 |  |  | * |  |  | None | *
6 | 45-GALC-0275 | STEEL,GALV,G90,16 GA,60" COIL | 0 | Purchased Item | Active |  | 1 | 1 |  |  |  | Item | 0.74051 | SFT | 100 | 1 | 2.962 | Date |  |  | 2024-09-30 15:41 |  | * | [6 empty] | 2.962 |  | 1 | 15 |  | 0 | 16 |  |  | * |  |  | None | *
6 | IP-59367_DOC | 16ga GA Brt coil 60. | B | Reference Item - Document Management | Active |  | 99999 | 1 |  |  |  | Item | 1 | EA | 100 | 1 | 4 | Date |  |  | 2024-09-30 15:41 |  | * | [6 empty] | 4 |  | 1 | 10 |  | 0 | 10 | [5 empty] | None
5 | - IP-59373 | 16ga GA Jkt coil 60 | 0 | Sub-assembly | Active |  | 7 | 1 |  |  |  | Item | 1 | EA | 100 | 1 | 1 | Date |  |  | 2024-09-30 15:41 |  | * | [6 empty] | 1 |  | 1 | 0.064923 |  | 0.064923 | 17.0649 |  |  | * |  |  | None | *
6 | 45-GALC-0275 | STEEL,GALV,G90,16 GA,60" COIL | 0 | Purchased Item | Active |  | 1 | 1 |  |  |  | Item | 0.41123 | SFT | 100 | 1 | 0.41123 | Date |  |  | 2024-09-30 15:41 |  | * | [6 empty] | 0.41123 |  | 1 | 15 |  | 0 | 16 |  |  | * |  |  | None | *
6 | IP-59373_DOC | 16ga GA Jkt coil 60. | C | Reference Item - Document Management | Active |  | 99999 | 1 |  |  |  | Item | 1 | EA | 100 | 1 | 1 | Date |  |  | 2024-09-30 15:41 |  | * | [6 empty] | 1 |  | 1 |  |  | 0 | 0 | [5 empty] | None
5 | 75-SCWR-818-34 | SELF DRILLING SCREW 8-18, 3/4" LENGTH, ZINC PLATED PAN HEAD PHILLIPS, PART NO. 94060A197 | 0 | Purchased Item | Active |  | 8 | 1 |  |  |  | Item | 28 | EA | 100 | 1 | 28 | Date |  |  | 2024-09-30 15:41 |  | * | [6 empty] | 28 |  | 1 | 40 |  | 0 | 41 |  |  | * |  |  | None | *
5 | - IP-59368 | 16ga GA Brt coil 60 | 0 | Sub-assembly | Active |  | 9 | 1 |  |  |  | Item | 4 | EA | 100 | 1 | 4 | Date |  |  | 2024-09-30 15:41 |  | * | [6 empty] | 4 |  | 1 | 0.064923 |  | 0.064923 | 17.0649 |  |  | * |  |  | None | *
6 | 45-GALC-0275 | STEEL,GALV,G90,16 GA,60" COIL | 0 | Purchased Item | Active |  | 1 | 1 |  |  |  | Item | 0.39874 | SFT | 100 | 1 | 1.595 | Date |  |  | 2024-09-30 15:41 |  | * | [6 empty] | 1.595 |  | 1 | 15 |  | 0 | 16 |  |  | * |  |  | None | *
6 | IP-59368_DOC | 16ga GA Brt coil 60. | B | Reference Item - Document Management | Active |  | 99999 | 1 |  |  |  | Item | 1 | EA | 100 | 1 | 4 | Date |  |  | 2024-09-30 15:41 |  | * | [6 empty] | 4 |  | 1 |  |  | 0 | 0 | [5 empty] | None
5 | - IP-59372 | 16ga GA Jkt coil 60 | 0 | Sub-assembly | Active |  | 11 | 1 |  |  |  | Item | 1 | EA | 100 | 1 | 1 | Date |  |  | 2024-09-30 15:41 |  | * | [6 empty] | 1 |  | 1 | 0.064923 |  | 0.064923 | 17.0649 |  |  | * |  |  | None | *
6 | 45-GALC-0275 | STEEL,GALV,G90,16 GA,60" COIL | 0 | Purchased Item | Active |  | 1 | 1 |  |  |  | Item | 0.77621 | SFT | 100 | 1 | 0.77621 | Date |  |  | 2024-09-30 15:41 |  | * | [6 empty] | 0.77621 |  | 1 | 15 |  | 0 | 16 |  |  | * |  |  | None | *
6 | IP-59372_DOC | 16ga GA Jkt coil 60. | C | Reference Item - Document Management | Active |  | 99999 | 1 |  |  |  | Item | 1 | EA | 100 | 1 | 1 | Date |  |  | 2024-09-30 15:41 |  | * | [6 empty] | 1 |  | 1 |  |  | 0 | 0 | [5 empty] | None
5 | - IP-60164 | Foam Panel 2in | 0 | Sub-assembly | Active |  | 12 | 1 |  |  |  | Item | 1 | EA | 100 | 1 | 1 | Date |  |  | 2024-09-30 15:41 |  | * | [6 empty] | 1 |  | 1 | 0 |  | 0 | 43 |  |  | * |  |  | None | *
6 | - IP-60166 | 20ga GA Brt coil ROBOR | 0 | Sub-assembly | Active |  | 1 | 1 |  |  |  | Item | 1 | EA | 100 | 1 | 1 | Date |  |  | 2024-09-30 15:41 |  | * | [6 empty] | 1 |  | 1 | 0 |  | 0 | 22 |  |  | * |  |  | None | *
7 | 46-PRPCG9020GO | STEEL G90 20GA WIDTH 44.488",EXTERIOR: CLEAR CONDUCTIVE GLOSS ONLY, INTERIOR:EPOXY | 0 | Purchased Item | Active |  | 1 | 1 |  |  |  | Item | 23.2252 | SFT | 100 | 1 | 23.2252 | Date |  |  | 2024-09-30 15:41 |  | * | [6 empty] | 23.2252 |  | 1 | 20 |  | 0 | 21 |  |  | * |  |  | None | *
6 | - IP-60165 | R-max Polyisocyanurate Foam Board, 2.5lbs/ft3, GRF faced, 2.0 thick, 43 x 120 | 0 | Sub-assembly | Active |  | 2 | 1 |  |  |  | Item | 1 | EA | 100 | 1 | 1 | Date |  |  | 2024-09-30 15:41 |  | * | [6 empty] | 1 |  | 1 | 0 |  | 0 | 17 |  |  | * |  |  | None | *
7 | 35-INSU-RM24312 | R-MAX POLYISOCYANURATE FOAM BOARD, 2.5LBS/FT3, GRF FACED, 2.0” THICK, 43 X 120” | 0 | Purchased Item | Active |  | 1 | 1 |  |  |  | Item | 22 | SFT | 100 | 1 | 22 | Date |  |  | 2024-09-30 15:41 |  | * | [6 empty] | 22 |  | 1 | 15 |  | 0 | 16 |  |  | * |  |  | None | *
6 | - IP-60168 | DALTOFOAM TR 42100- HUNTSMAN, PANEL LAMINATING ADHESIVE | 0 | Sub-assembly | Active |  | 3 | 1 |  |  |  | Item | 1 | EA | 100 | 1 | 1 | Date |  |  | 2024-09-30 15:41 |  | * | [6 empty] | 1 |  | 1 | 0 |  | 0 | 42 |  |  | * |  |  | None | *
7 | 85-ADH-DAL42100 | DALTOFOAM TR 42100- HUNTSMAN, PANEL LAMINATING ADHESIVE | 0 | Purchased Item | Active |  | 1 | 1 |  |  |  | Item | 23.0455 | SFT | 100 | 1 | 23.0455 | Date |  |  | 2024-09-30 15:41 |  | * | [6 empty] | 23.0455 |  | 1 | 40 |  | 0 | 41 |  |  | * |  |  | None | *
6 | - IP-60167 | 20ga GA Brt coil ROBOR | 0 | Sub-assembly | Active |  | 4 | 1 |  |  |  | Item | 1 | EA | 100 | 1 | 1 | Date |  |  | 2024-09-30 15:41 |  | * | [6 empty] | 1 |  | 1 | 0 |  | 0 | 22 |  |  | * |  |  | None | *
7 | 46-PRPCG9020GO | STEEL G90 20GA WIDTH 44.488",EXTERIOR: CLEAR CONDUCTIVE GLOSS ONLY, INTERIOR:EPOXY | 0 | Purchased Item | Active |  | 1 | 1 |  |  |  | Item | 23.2252 | SFT | 100 | 1 | 23.2252 | Date |  |  | 2024-09-30 15:41 |  | * | [6 empty] | 23.2252 |  | 1 | 20 |  | 0 | 21 |  |  | * |  |  | None | *
6 | - IP-60169 | SUPRASEC 2026 - HUNTSMAN, PANEL LAMINATING ADHESIVE | 0 | Sub-assembly | Active |  | 5 | 1 |  |  |  | Item | 1 | EA | 100 | 1 | 1 | Date |  |  | 2024-09-30 15:41 |  | * | [6 empty] | 1 |  | 1 | 0 |  | 0 | 27 |  |  | * |  |  | None | *
7 | 85-ADH-SUPR2026 | SUPRASEC 2026 - HUNTSMAN, PANEL LAMINATING ADHESIVE | 0 | Purchased Item | Active |  | 1 | 1 |  |  |  | Item | 23.0455 | SFT | 100 | 1 | 23.0455 | Date |  |  | 2024-09-30 15:41 |  | * | [6 empty] | 23.0455 |  | 1 | 25 |  | 0 | 26 |  |  | * |  |  | None | *
6 | IP-60164_DOC | Foam Panel 2in | 0 | Reference Item - Document Management | Active |  | 99999 | 1 |  |  |  | Item | 1 | EA | 100 | 1 | 1 | Date |  |  | 2024-09-30 15:41 |  | * | [6 empty] | 1 |  | 1 |  |  | 0 | 0 | [5 empty] | None
5 | - IP-60158 | Foam Panel 2in | 0 | Sub-assembly | Active |  | 13 | 1 |  |  |  | Item | 1 | EA | 100 | 1 | 1 | Date |  |  | 2024-09-30 15:41 |  | * | [6 empty] | 1 |  | 1 | 0 |  | 0 | 43 |  |  | * |  |  | None | *
6 | - IP-60160 | 20ga GA Brt coil ROBOR | 0 | Sub-assembly | Active |  | 1 | 1 |  |  |  | Item | 1 | EA | 100 | 1 | 1 | Date |  |  | 2024-09-30 15:41 |  | * | [6 empty] | 1 |  | 1 | 0 |  | 0 | 22 |  |  | * |  |  | None | *
7 | 46-PRPCG9020GO | STEEL G90 20GA WIDTH 44.488",EXTERIOR: CLEAR CONDUCTIVE GLOSS ONLY, INTERIOR:EPOXY | 0 | Purchased Item | Active |  | 1 | 1 |  |  |  | Item | 23.4326 | SFT | 100 | 1 | 23.4326 | Date |  |  | 2024-09-30 15:41 |  | * | [6 empty] | 23.4326 |  | 1 | 20 |  | 0 | 21 |  |  | * |  |  | None | *
6 | - IP-60161 | 20ga GA Brt coil ROBOR | 0 | Sub-assembly | Active |  | 2 | 1 |  |  |  | Item | 1 | EA | 100 | 1 | 1 | Date |  |  | 2024-09-30 15:41 |  | * | [6 empty] | 1 |  | 1 | 0 |  | 0 | 22 |  |  | * |  |  | None | *
7 | 46-PRPCG9020GO | STEEL G90 20GA WIDTH 44.488",EXTERIOR: CLEAR CONDUCTIVE GLOSS ONLY, INTERIOR:EPOXY | 0 | Purchased Item | Active |  | 1 | 1 |  |  |  | Item | 23.4326 | SFT | 100 | 1 | 23.4326 | Date |  |  | 2024-09-30 15:41 |  | * | [6 empty] | 23.4326 |  | 1 | 20 |  | 0 | 21 |  |  | * |  |  | None | *
6 | - IP-60162 | DALTOFOAM TR 42100- HUNTSMAN, PANEL LAMINATING ADHESIVE | 0 | Sub-assembly | Active |  | 3 | 1 |  |  |  | Item | 1 | EA | 100 | 1 | 1 | Date |  |  | 2024-09-30 15:41 |  | * | [6 empty] | 1 |  | 1 | 0 |  | 0 | 42 |  |  | * |  |  | None | *
7 | 85-ADH-DAL42100 | DALTOFOAM TR 42100- HUNTSMAN, PANEL LAMINATING ADHESIVE | 0 | Purchased Item | Active |  | 1 | 1 |  |  |  | Item | 23.3974 | SFT | 100 | 1 | 23.3974 | Date |  |  | 2024-09-30 15:41 |  | * | [6 empty] | 23.3974 |  | 1 | 40 |  | 0 | 41 |  |  | * |  |  | None | *
6 | - IP-60163 | SUPRASEC 2026 - HUNTSMAN, PANEL LAMINATING ADHESIVE | 0 | Sub-assembly | Active |  | 4 | 1 |  |  |  | Item | 1 | EA | 100 | 1 | 1 | Date |  |  | 2024-09-30 15:41 |  | * | [6 empty] | 1 |  | 1 | 0 |  | 0 | 27 |  |  | * |  |  | None | *
7 | 85-ADH-SUPR2026 | SUPRASEC 2026 - HUNTSMAN, PANEL LAMINATING ADHESIVE | 0 | Purchased Item | Active |  | 1 | 1 |  |  |  | Item | 23.3974 | SFT | 100 | 1 | 23.3974 | Date |  |  | 2024-09-30 15:41 |  | * | [6 empty] | 23.3974 |  | 1 | 25 |  | 0 | 26 |  |  | * |  |  | None | *
6 | - IP-60159 | R-max Polyisocyanurate Foam Board, 2.5lbs/ft3, GRF faced, 2.0 thick, 43 x 120 | 0 | Sub-assembly | Active |  | 5 | 1 |  |  |  | Item | 1 | EA | 100 | 1 | 1 | Date |  |  | 2024-09-30 15:41 |  | * | [6 empty] | 1 |  | 1 | 0 |  | 0 | 17 |  |  | * |  |  | None | *
7 | 35-INSU-RM24312 | R-MAX POLYISOCYANURATE FOAM BOARD, 2.5LBS/FT3, GRF FACED, 2.0” THICK, 43 X 120” | 0 | Purchased Item | Active |  | 1 | 1 |  |  |  | Item | 23 | SFT | 100 | 1 | 23 | Date |  |  | 2024-09-30 15:41 |  | * | [6 empty] | 23 |  | 1 | 15 |  | 0 | 16 |  |  | * |  |  | None | *
6 | IP-60158_DOC | Foam Panel 2in | 0 | Reference Item - Document Management | Active |  | 99999 | 1 |  |  |  | Item | 1 | EA | 100 | 1 | 1 | Date |  |  | 2024-09-30 15:41 |  | * | [6 empty] | 1 |  | 1 |  |  | 0 | 0 | [5 empty] | None
5 | 75-RN-51618U-AL | 5/16-18 UNC RIVET NUT, THREAD CALL OUT: 518, GRIP RANGE: .027-.150, GRIP CALL OUT:150, HOLE SIZE 17/32, HD:.595, HH:.022, L:.690, D:.530, IL:.470, LB: 1.390, ILB:1.175, IATD:.995 | 0 | Purchased Item | Active |  | 15 | 1 |  |  |  | Item | 28 | EA | 100 | 1 | 28 | Date |  |  | 2024-09-30 15:41 |  | * | [6 empty] | 28 |  | 1 | 5 |  | 0 | 6 |  |  | * |  |  | None | *
5 | 75-RIVET-0050 | 304 STAINLESS STEEL - POP RIVET - 1/8" X .188-250" LONG | 0 | Purchased Item | Active |  | 16 | 1 |  |  |  | Item | 64 | EA | 100 | 1 | 64 | Date |  |  | 2024-09-30 15:41 |  | * | [6 empty] | 64 |  | 1 | 20 |  | 0 | 21 |  |  | * |  |  | None | *
4 | - IP-59463 | 16ga GA Brt coil 60 | 0 | Sub-assembly | Active |  | 6 | 1 |  |  |  | Item | 1 | EA | 100 | 1 | 1 | Date |  |  | 2024-09-30 15:41 |  | * | [6 empty] | 1 |  | 1 | 0.064923 |  | 0.064923 | 17.0649 |  |  | * |  |  | None | *
5 | 45-GALC-0275 | STEEL,GALV,G90,16 GA,60" COIL | 0 | Purchased Item | Active |  | 1 | 1 |  |  |  | Item | 5.77 | SFT | 100 | 1 | 5.77 | Date |  |  | 2024-09-30 15:41 |  | * | [6 empty] | 5.77 |  | 1 | 15 |  | 0 | 16 |  |  | * |  |  | None | *
5 | IP-59463_DOC | 16ga GA Brt coil 60. | D | Reference Item - Document Management | Active |  | 99999 | 1 |  |  |  | Item | 1 | EA | 100 | 1 | 1 | Date |  |  | 2024-09-30 15:41 |  | * | [6 empty] | 1 |  | 1 |  |  | 0 | 0 | [5 empty] | None
4 | - IP-59462 | 16ga GA Brt coil 60 | 0 | Sub-assembly | Active |  | 7 | 1 |  |  |  | Item | 1 | EA | 100 | 1 | 1 | Date |  |  | 2024-09-30 15:41 |  | * | [6 empty] | 1 |  | 1 | 0.064923 |  | 0.064923 | 31.0649 |  |  | * |  |  | None | *
5 | 45-GALC-0275 | STEEL,GALV,G90,16 GA,60" COIL | 0 | Purchased Item | Active |  | 1 | 1 |  |  |  | Item | 5.735 | SFT | 100 | 1 | 5.735 | Date |  |  | 2024-09-30 15:41 |  | * | [6 empty] | 5.735 |  | 1 | 15 |  | 0 | 16 |  |  | * |  |  | None | *
5 | IP-59462_DOC | 16ga GA Brt coil 60. | D | Reference Item - Document Management | Active |  | 99999 | 1 |  |  |  | Item | 1 | EA | 100 | 1 | 1 | Date |  |  | 2024-09-30 15:41 |  | * | [6 empty] | 1 |  | 1 | 30 |  | 0 | 30 | [5 empty] | None
4 | - IP-59461 | 16ga GA Brt coil 60 | 0 | Sub-assembly | Active |  | 8 | 1 |  |  |  | Item | 1 | EA | 100 | 1 | 1 | Date |  |  | 2024-09-30 15:41 |  | * | [6 empty] | 1 |  | 1 | 0.064923 |  | 0.064923 | 17.0649 |  |  | * |  |  | None | *
5 | 45-GALC-0275 | STEEL,GALV,G90,16 GA,60" COIL | 0 | Purchased Item | Active |  | 1 | 1 |  |  |  | Item | 6.048 | SFT | 100 | 1 | 6.048 | Date |  |  | 2024-09-30 15:41 |  | * | [6 empty] | 6.048 |  | 1 | 15 |  | 0 | 16 |  |  | * |  |  | None | *
5 | IP-59461_DOC | 16ga GA Brt coil 60. | C | Reference Item - Document Management | Active |  | 99999 | 1 |  |  |  | Item | 1 | EA | 100 | 1 | 1 | Date |  |  | 2024-09-30 15:41 |  | * | [6 empty] | 1 |  | 1 |  |  | 0 | 0 | [5 empty] | None
4 | 75-SCWR-818-34 | SELF DRILLING SCREW 8-18, 3/4" LENGTH, ZINC PLATED PAN HEAD PHILLIPS, PART NO. 94060A197 | 0 | Purchased Item | Active |  | 9 | 1 |  |  |  | Item | 412 | EA | 100 | 1 | 412 | Date |  |  | 2024-09-30 15:41 |  | * | [6 empty] | 412 |  | 1 | 40 |  | 0 | 41 |  |  | * |  |  | None | *
4 | - MCYSC4-SMA-60099 | FOAM PANEL - UPPER NEAR SIDE VESTIBULO WALL ASSY 2 | 0 | Sub-assembly | Active |  | 10 | 1 |  |  |  | Item | 1 | EA | 100 | 1 | 1 | Date |  |  | 2024-09-30 15:41 |  | * | [6 empty] | 1 |  | 1 | 0 |  | 0.064923 | 62.0649 |  |  | * |  |  | None | *
5 | - IP-60126 | 16ga GA Brt coil 60 | 0 | Sub-assembly | Active |  | 1 | 1 |  |  |  | Item | 1 | EA | 100 | 1 | 1 | Date |  |  | 2024-09-30 15:41 |  | * | [6 empty] | 1 |  | 1 | 0 |  | 0 | 17 |  |  | * |  |  | None | *
6 | 45-GALC-0275 | STEEL,GALV,G90,16 GA,60" COIL | 0 | Purchased Item | Active |  | 1 | 1 |  |  |  | Item | 2.0509 | SFT | 100 | 1 | 2.0509 | Date |  |  | 2024-09-30 15:41 |  | * | [6 empty] | 2.0509 |  | 1 | 15 |  | 0 | 16 |  |  | * |  |  | None | *
6 | IP-60126_DOC | 16ga GA Jkt coil 60. | C | Reference Item - Document Management | Active |  | 99999 | 1 |  |  |  | Item | 1 | EA | 100 | 1 | 1 | Date |  |  | 2024-09-30 15:41 |  | * | [6 empty] | 1 |  | 1 |  |  | 0 | 0 | [5 empty] | None
5 | - IP-60106 | Foam Panel 2in | 0 | Sub-assembly | Active |  | 3 | 1 |  |  |  | Item | 1 | EA | 100 | 1 | 1 | Date |  |  | 2024-09-30 15:41 |  | * | [6 empty] | 1 |  | 1 | 0 |  | 0 | 43 |  |  | * |  |  | None | *
6 | - IP-60110 | DALTOFOAM TR 42100- HUNTSMAN, PANEL LAMINATING ADHESIVE | 0 | Sub-assembly | Active |  | 1 | 1 |  |  |  | Item | 1 | EA | 100 | 1 | 1 | Date |  |  | 2024-09-30 15:41 |  | * | [6 empty] | 1 |  | 1 | 0 |  | 0 | 42 |  |  | * |  |  | None | *
7 | 85-ADH-DAL42100 | DALTOFOAM TR 42100- HUNTSMAN, PANEL LAMINATING ADHESIVE | 0 | Purchased Item | Active |  | 1 | 1 |  |  |  | Item | 26.7532 | SFT | 100 | 1 | 26.7532 | Date |  |  | 2024-09-30 15:41 |  | * | [6 empty] | 26.7532 |  | 1 | 40 |  | 0 | 41 |  |  | * |  |  | None | *
6 | - IP-60107 | R-max Polyisocyanurate Foam Board, 2.5lbs/ft3, GRF faced, 2.0 thick, 43 x 120 | 0 | Sub-assembly | Active |  | 2 | 1 |  |  |  | Item | 1 | EA | 100 | 1 | 1 | Date |  |  | 2024-09-30 15:41 |  | * | [6 empty] | 1 |  | 1 | 0 |  | 0 | 17 |  |  | * |  |  | None | *
7 | 35-INSU-RM24312 | R-MAX POLYISOCYANURATE FOAM BOARD, 2.5LBS/FT3, GRF FACED, 2.0” THICK, 43 X 120” | 0 | Purchased Item | Active |  | 1 | 1 |  |  |  | Item | 25 | SFT | 100 | 1 | 25 | Date |  |  | 2024-09-30 15:41 |  | * | [6 empty] | 25 |  | 1 | 15 |  | 0 | 16 |  |  | * |  |  | None | *
6 | - IP-60111 | SUPRASEC 2026 - HUNTSMAN, PANEL LAMINATING ADHESIVE | 0 | Sub-assembly | Active |  | 3 | 1 |  |  |  | Item | 1 | EA | 100 | 1 | 1 | Date |  |  | 2024-09-30 15:41 |  | * | [6 empty] | 1 |  | 1 | 0 |  | 0 | 27 |  |  | * |  |  | None | *
7 | 85-ADH-SUPR2026 | SUPRASEC 2026 - HUNTSMAN, PANEL LAMINATING ADHESIVE | 0 | Purchased Item | Active |  | 1 | 1 |  |  |  | Item | 26.7532 | SFT | 100 | 1 | 26.7532 | Date |  |  | 2024-09-30 15:41 |  | * | [6 empty] | 26.7532 |  | 1 | 25 |  | 0 | 26 |  |  | * |  |  | None | *
6 | - IP-60108 | 20ga GA Brt coil 60 | 0 | Sub-assembly | Active |  | 4 | 1 |  |  |  | Item | 1 | EA | 100 | 1 | 1 | Date |  |  | 2024-09-30 15:41 |  | * | [6 empty] | 1 |  | 1 | 0 |  | 0 | 22 |  |  | * |  |  | None | *
7 | 46-PRPCG9020GO | STEEL G90 20GA WIDTH 44.488",EXTERIOR: CLEAR CONDUCTIVE GLOSS ONLY, INTERIOR:EPOXY | 0 | Purchased Item | Active |  | 1 | 1 |  |  |  | Item | 27.0483 | SFT | 100 | 1 | 27.0483 | Date |  |  | 2024-09-30 15:41 |  | * | [6 empty] | 27.0483 |  | 1 | 20 |  | 0 | 21 |  |  | * |  |  | None | *
6 | - IP-60109 | 20ga GA Brt coil 60 | 0 | Sub-assembly | Active |  | 5 | 1 |  |  |  | Item | 1 | EA | 100 | 1 | 1 | Date |  |  | 2024-09-30 15:41 |  | * | [6 empty] | 1 |  | 1 | 0 |  | 0 | 22 |  |  | * |  |  | None | *
7 | 46-PRPCG9020GO | STEEL G90 20GA WIDTH 44.488",EXTERIOR: CLEAR CONDUCTIVE GLOSS ONLY, INTERIOR:EPOXY | 0 | Purchased Item | Active |  | 1 | 1 |  |  |  | Item | 27.0483 | SFT | 100 | 1 | 27.0483 | Date |  |  | 2024-09-30 15:41 |  | * | [6 empty] | 27.0483 |  | 1 | 20 |  | 0 | 21 |  |  | * |  |  | None | *
6 | IP-60106_DOC | Foam Panel 2in | 0 | Reference Item - Document Management | Active |  | 99999 | 1 |  |  |  | Item | 1 | EA | 100 | 1 | 1 | Date |  |  | 2024-09-30 15:41 |  | * | [6 empty] | 1 |  | 1 |  |  | 0 | 0 | [5 empty] | None
5 | - IP-60112 | Foam Panel 2in | 0 | Sub-assembly | Active |  | 4 | 1 |  |  |  | Item | 1 | EA | 100 | 1 | 1 | Date |  |  | 2024-09-30 15:41 |  | * | [6 empty] | 1 |  | 1 | 0 |  | 0 | 43 |  |  | * |  |  | None | *
6 | - IP-60115 | 20ga GA Brt coil 60 | 0 | Sub-assembly | Active |  | 6 | 1 |  |  |  | Item | 1 | EA | 100 | 1 | 1 | Date |  |  | 2024-09-30 15:41 |  | * | [6 empty] | 1 |  | 1 | 0 |  | 0 | 22 |  |  | * |  |  | None | *
7 | 46-PRPCG9020GO | STEEL G90 20GA WIDTH 44.488",EXTERIOR: CLEAR CONDUCTIVE GLOSS ONLY, INTERIOR:EPOXY | 0 | Purchased Item | Active |  | 1 | 1 |  |  |  | Item | 20.7646 | SFT | 100 | 1 | 20.7646 | Date |  |  | 2024-09-30 15:41 |  | * | [6 empty] | 20.7646 |  | 1 | 20 |  | 0 | 21 |  |  | * |  |  | None | *
6 | - IP-60114 | 20ga GA Brt coil 60 | 0 | Sub-assembly | Active |  | 7 | 1 |  |  |  | Item | 1 | EA | 100 | 1 | 1 | Date |  |  | 2024-09-30 15:41 |  | * | [6 empty] | 1 |  | 1 | 0 |  | 0 | 22 |  |  | * |  |  | None | *
7 | 46-PRPCG9020GO | STEEL G90 20GA WIDTH 44.488",EXTERIOR: CLEAR CONDUCTIVE GLOSS ONLY, INTERIOR:EPOXY | 0 | Purchased Item | Active |  | 1 | 1 |  |  |  | Item | 20.7646 | SFT | 100 | 1 | 20.7646 | Date |  |  | 2024-09-30 15:41 |  | * | [6 empty] | 20.7646 |  | 1 | 20 |  | 0 | 21 |  |  | * |  |  | None | *
6 | - IP-60117 | SUPRASEC 2026 - HUNTSMAN, PANEL LAMINATING ADHESIVE | 0 | Sub-assembly | Active |  | 8 | 1 |  |  |  | Item | 1 | EA | 100 | 1 | 1 | Date |  |  | 2024-09-30 15:41 |  | * | [6 empty] | 1 |  | 1 | 0 |  | 0 | 27 |  |  | * |  |  | None | *
7 | 85-ADH-SUPR2026 | SUPRASEC 2026 - HUNTSMAN, PANEL LAMINATING ADHESIVE | 0 | Purchased Item | Active |  | 1 | 1 |  |  |  | Item | 20.5425 | SFT | 100 | 1 | 20.5425 | Date |  |  | 2024-09-30 15:41 |  | * | [6 empty] | 20.5425 |  | 1 | 25 |  | 0 | 26 |  |  | * |  |  | None | *
6 | - IP-60113 | R-max Polyisocyanurate Foam Board, 2.5lbs/ft3, GRF faced, 2.0 thick, 43 x 120 | 0 | Sub-assembly | Active |  | 9 | 1 |  |  |  | Item | 1 | EA | 100 | 1 | 1 | Date |  |  | 2024-09-30 15:41 |  | * | [6 empty] | 1 |  | 1 | 0 |  | 0 | 17 |  |  | * |  |  | None | *
7 | 35-INSU-RM24312 | R-MAX POLYISOCYANURATE FOAM BOARD, 2.5LBS/FT3, GRF FACED, 2.0” THICK, 43 X 120” | 0 | Purchased Item | Active |  | 1 | 1 |  |  |  | Item | 20 | SFT | 100 | 1 | 20 | Date |  |  | 2024-09-30 15:41 |  | * | [6 empty] | 20 |  | 1 | 15 |  | 0 | 16 |  |  | * |  |  | None | *
6 | - IP-60116 | DALTOFOAM TR 42100- HUNTSMAN, PANEL LAMINATING ADHESIVE | 0 | Sub-assembly | Active |  | 10 | 1 |  |  |  | Item | 1 | EA | 100 | 1 | 1 | Date |  |  | 2024-09-30 15:41 |  | * | [6 empty] | 1 |  | 1 | 0 |  | 0 | 42 |  |  | * |  |  | None | *
7 | 85-ADH-DAL42100 | DALTOFOAM TR 42100- HUNTSMAN, PANEL LAMINATING ADHESIVE | 0 | Purchased Item | Active |  | 1 | 1 |  |  |  | Item | 20.5425 | SFT | 100 | 1 | 20.5425 | Date |  |  | 2024-09-30 15:41 |  | * | [6 empty] | 20.5425 |  | 1 | 40 |  | 0 | 41 |  |  | * |  |  | None | *
6 | IP-60112_DOC | Foam Panel 2in | 0 | Reference Item - Document Management | Active |  | 99999 | 1 |  |  |  | Item | 1 | EA | 100 | 1 | 1 | Date |  |  | 2024-09-30 15:41 |  | * | [6 empty] | 1 |  | 1 |  |  | 0 | 0 | [5 empty] | None
5 | - IP-60124 | 16ga GA Brt coil 60 | 0 | Sub-assembly | Active |  | 6 | 1 |  |  |  | Item | 1 | EA | 100 | 1 | 1 | Date |  |  | 2024-09-30 15:41 |  | * | [6 empty] | 1 |  | 1 | 0 |  | 0 | 17 |  |  | * |  |  | None | *
6 | 45-GALC-0275 | STEEL,GALV,G90,16 GA,60" COIL | 0 | Purchased Item | Active |  | 1 | 1 |  |  |  | Item | 2.0509 | SFT | 100 | 1 | 2.0509 | Date |  |  | 2024-09-30 15:41 |  | * | [6 empty] | 2.0509 |  | 1 | 15 |  | 0 | 16 |  |  | * |  |  | None | *
6 | IP-60124_DOC | 16ga GA Brt coil 60. | B | Reference Item - Document Management | Active |  | 99999 | 1 |  |  |  | Item | 1 | EA | 100 | 1 | 1 | Date |  |  | 2024-09-30 15:41 |  | * | [6 empty] | 1 |  | 1 |  |  | 0 | 0 | [5 empty] | None
5 | - IP-58419 | 16ga GA Brt coil 60 | 0 | Sub-assembly | Active |  | 7 | 1 |  |  |  | Item | 1 | EA | 100 | 1 | 1 | Date |  |  | 2024-09-30 15:41 |  | * | [6 empty] | 1 |  | 1 | 0.064923 |  | 0.064923 | 17.0649 |  |  | * |  |  | None | *
6 | 45-GALC-0275 | STEEL,GALV,G90,16 GA,60" COIL | 0 | Purchased Item | Active |  | 1 | 1 |  |  |  | Item | 2.514 | SFT | 100 | 1 | 2.514 | Date |  |  | 2024-09-30 15:41 |  | * | [6 empty] | 2.514 |  | 1 | 15 |  | 0 | 16 |  |  | * |  |  | None | *
6 | IP-58419_DOC | 16ga GA Brt coil 60. | C | Reference Item - Document Management | Active |  | 99999 | 1 |  |  |  | Item | 1 | EA | 100 | 1 | 1 | Date |  |  | 2024-09-30 15:41 |  | * | [6 empty] | 1 |  | 1 |  |  | 0 | 0 | [5 empty] | None
5 | - IP-58445 | 16ga GA Brt coil 60 | 0 | Sub-assembly | Active |  | 8 | 1 |  |  |  | Item | 1 | EA | 100 | 1 | 1 | Date |  |  | 2024-09-30 15:41 |  | * | [6 empty] | 1 |  | 1 | 0.064923 |  | 0.064923 | 17.0649 |  |  | * |  |  | None | *
6 | 45-GALC-0275 | STEEL,GALV,G90,16 GA,60" COIL | 0 | Purchased Item | Active |  | 1 | 1 |  |  |  | Item | 3.024 | SFT | 100 | 1 | 3.024 | Date |  |  | 2024-09-30 15:41 |  | * | [6 empty] | 3.024 |  | 1 | 15 |  | 0 | 16 |  |  | * |  |  | None | *
6 | IP-58445_DOC | 16ga GA Brt coil 60. | C | Reference Item - Document Management | Active |  | 99999 | 1 |  |  |  | Item | 1 | EA | 100 | 1 | 1 | Date |  |  | 2024-09-30 15:41 |  | * | [6 empty] | 1 |  | 1 | 10 |  | 0 | 10 | [5 empty] | None
5 | - IP-60125 | 16ga GA Brt coil 60 | 0 | Sub-assembly | Active |  | 9 | 1 |  |  |  | Item | 1 | EA | 100 | 1 | 1 | Date |  |  | 2024-09-30 15:41 |  | * | [6 empty] | 1 |  | 1 | 0 |  | 0 | 17 |  |  | * |  |  | None | *
6 | 45-GALC-0275 | STEEL,GALV,G90,16 GA,60" COIL | 0 | Purchased Item | Active |  | 1 | 1 |  |  |  | Item | 2.0509 | SFT | 100 | 1 | 2.0509 | Date |  |  | 2024-09-30 15:41 |  | * | [6 empty] | 2.0509 |  | 1 | 15 |  | 0 | 16 |  |  | * |  |  | None | *
6 | IP-60125_DOC | 16ga GA Brt coil 60. | B | Reference Item - Document Management | Active |  | 99999 | 1 |  |  |  | Item | 1 | EA | 100 | 1 | 1 | Date |  |  | 2024-09-30 15:41 |  | * | [6 empty] | 1 |  | 1 |  |  | 0 | 0 | [5 empty] | None
5 | - IP-60100 | Foam Panel 2in | 0 | Sub-assembly | Active |  | 10 | 1 |  |  |  | Item | 1 | EA | 100 | 1 | 1 | Date |  |  | 2024-09-30 15:41 |  | * | [6 empty] | 1 |  | 1 | 0 |  | 0 | 43 |  |  | * |  |  | None | *
6 | - IP-60102 | 20ga GA Brt coil 60 | 0 | Sub-assembly | Active |  | 1 | 1 |  |  |  | Item | 1 | EA | 100 | 1 | 1 | Date |  |  | 2024-09-30 15:41 |  | * | [6 empty] | 1 |  | 1 | 0 |  | 0 | 22 |  |  | * |  |  | None | *
7 | 46-PRPCG9020GO | STEEL G90 20GA WIDTH 44.488",EXTERIOR: CLEAR CONDUCTIVE GLOSS ONLY, INTERIOR:EPOXY | 0 | Purchased Item | Active |  | 1 | 1 |  |  |  | Item | 25.3211 | SFT | 100 | 1 | 25.3211 | Date |  |  | 2024-09-30 15:41 |  | * | [6 empty] | 25.3211 |  | 1 | 20 |  | 0 | 21 |  |  | * |  |  | None | *
6 | - IP-60101 | R-max Polyisocyanurate Foam Board, 2.5lbs/ft3, GRF faced, 2.0 thick, 43 x 120 | 0 | Sub-assembly | Active |  | 2 | 1 |  |  |  | Item | 1 | EA | 100 | 1 | 1 | Date |  |  | 2024-09-30 15:41 |  | * | [6 empty] | 1 |  | 1 | 0 |  | 0 | 17 |  |  | * |  |  | None | *
7 | 35-INSU-RM24312 | R-MAX POLYISOCYANURATE FOAM BOARD, 2.5LBS/FT3, GRF FACED, 2.0” THICK, 43 X 120” | 0 | Purchased Item | Active |  | 1 | 1 |  |  |  | Item | 25 | SFT | 100 | 1 | 25 | Date |  |  | 2024-09-30 15:41 |  | * | [6 empty] | 25 |  | 1 | 15 |  | 0 | 16 |  |  | * |  |  | None | *
6 | - IP-60105 | SUPRASEC 2026 - HUNTSMAN, PANEL LAMINATING ADHESIVE | 0 | Sub-assembly | Active |  | 3 | 1 |  |  |  | Item | 1 | EA | 100 | 1 | 1 | Date |  |  | 2024-09-30 15:41 |  | * | [6 empty] | 1 |  | 1 | 0 |  | 0 | 27 |  |  | * |  |  | None | *
7 | 85-ADH-SUPR2026 | SUPRASEC 2026 - HUNTSMAN, PANEL LAMINATING ADHESIVE | 0 | Purchased Item | Active |  | 1 | 1 |  |  |  | Item | 25.2481 | SFT | 100 | 1 | 25.2481 | Date |  |  | 2024-09-30 15:41 |  | * | [6 empty] | 25.2481 |  | 1 | 25 |  | 0 | 26 |  |  | * |  |  | None | *
6 | - IP-60104 | DALTOFOAM TR 42100- HUNTSMAN, PANEL LAMINATING ADHESIVE | 0 | Sub-assembly | Active |  | 4 | 1 |  |  |  | Item | 1 | EA | 100 | 1 | 1 | Date |  |  | 2024-09-30 15:41 |  | * | [6 empty] | 1 |  | 1 | 0 |  | 0 | 42 |  |  | * |  |  | None | *
7 | 85-ADH-DAL42100 | DALTOFOAM TR 42100- HUNTSMAN, PANEL LAMINATING ADHESIVE | 0 | Purchased Item | Active |  | 1 | 1 |  |  |  | Item | 25.2481 | SFT | 100 | 1 | 25.2481 | Date |  |  | 2024-09-30 15:41 |  | * | [6 empty] | 25.2481 |  | 1 | 40 |  | 0 | 41 |  |  | * |  |  | None | *
6 | - IP-60103 | 20ga GA Brt coil 60 | 0 | Sub-assembly | Active |  | 5 | 1 |  |  |  | Item | 1 | EA | 100 | 1 | 1 | Date |  |  | 2024-09-30 15:41 |  | * | [6 empty] | 1 |  | 1 | 0 |  | 0 | 22 |  |  | * |  |  | None | *
7 | 46-PRPCG9020GO | STEEL G90 20GA WIDTH 44.488",EXTERIOR: CLEAR CONDUCTIVE GLOSS ONLY, INTERIOR:EPOXY | 0 | Purchased Item | Active |  | 1 | 1 |  |  |  | Item | 25.3211 | SFT | 100 | 1 | 25.3211 | Date |  |  | 2024-09-30 15:41 |  | * | [6 empty] | 25.3211 |  | 1 | 20 |  | 0 | 21 |  |  | * |  |  | None | *
6 | IP-60100_DOC | Foam Panel 2in | 0 | Reference Item - Document Management | Active |  | 99999 | 1 |  |  |  | Item | 1 | EA | 100 | 1 | 1 | Date |  |  | 2024-09-30 15:41 |  | * | [6 empty] | 1 |  | 1 |  |  | 0 | 0 | [5 empty] | None
5 | 75-SCWR-818-34 | SELF DRILLING SCREW 8-18, 3/4" LENGTH, ZINC PLATED PAN HEAD PHILLIPS, PART NO. 94060A197 | 0 | Purchased Item | Active |  | 11 | 1 |  |  |  | Item | 36 | EA | 100 | 1 | 36 | Date |  |  | 2024-09-30 15:41 |  | * | [6 empty] | 36 |  | 1 | 40 |  | 0 | 41 |  |  | * |  |  | None | *
5 | - IP-60127 | 16ga GA Brt coil 60 | 0 | Sub-assembly | Active |  | 13 | 1 |  |  |  | Item | 1 | EA | 100 | 1 | 1 | Date |  |  | 2024-09-30 15:41 |  | * | [6 empty] | 1 |  | 1 | 0 |  | 0 | 17 |  |  | * |  |  | None | *
6 | 45-GALC-0275 | STEEL,GALV,G90,16 GA,60" COIL | 0 | Purchased Item | Active |  | 1 | 1 |  |  |  | Item | 2.0509 | SFT | 100 | 1 | 2.0509 | Date |  |  | 2024-09-30 15:41 |  | * | [6 empty] | 2.0509 |  | 1 | 15 |  | 0 | 16 |  |  | * |  |  | None | *
6 | IP-60127_DOC | 16ga GA Jkt coil 60. | C | Reference Item - Document Management | Active |  | 99999 | 1 |  |  |  | Item | 1 | EA | 100 | 1 | 1 | Date |  |  | 2024-09-30 15:41 |  | * | [6 empty] | 1 |  | 1 |  |  | 0 | 0 | [5 empty] | None
5 | - IP-60118 | Foam Panel 2in | 0 | Sub-assembly | Active |  | 14 | 1 |  |  |  | Item | 1 | EA | 100 | 1 | 1 | Date |  |  | 2024-09-30 15:41 |  | * | [6 empty] | 1 |  | 1 | 0 |  | 0 | 43 |  |  | * |  |  | None | *
6 | - IP-60120 | 20ga GA Brt coil 60 | 0 | Sub-assembly | Active |  | 1 | 1 |  |  |  | Item | 1 | EA | 100 | 1 | 1 | Date |  |  | 2024-09-30 15:41 |  | * | [6 empty] | 1 |  | 1 | 0 |  | 0 | 22 |  |  | * |  |  | None | *
7 | 46-PRPCG9020GO | STEEL G90 20GA WIDTH 44.488",EXTERIOR: CLEAR CONDUCTIVE GLOSS ONLY, INTERIOR:EPOXY | 0 | Purchased Item | Active |  | 1 | 1 |  |  |  | Item | 3.9501 | SFT | 100 | 1 | 3.9501 | Date |  |  | 2024-09-30 15:41 |  | * | [6 empty] | 3.9501 |  | 1 | 20 |  | 0 | 21 |  |  | * |  |  | None | *
6 | - IP-60119 | R-max Polyisocyanurate Foam Board, 2.5lbs/ft3, GRF faced, 2.0 thick, 43 x 120 | 0 | Sub-assembly | Active |  | 2 | 1 |  |  |  | Item | 1 | EA | 100 | 1 | 1 | Date |  |  | 2024-09-30 15:41 |  | * | [6 empty] | 1 |  | 1 | 0 |  | 0 | 17 |  |  | * |  |  | None | *
7 | 35-INSU-RM24312 | R-MAX POLYISOCYANURATE FOAM BOARD, 2.5LBS/FT3, GRF FACED, 2.0” THICK, 43 X 120” | 0 | Purchased Item | Active |  | 1 | 1 |  |  |  | Item | 4 | SFT | 100 | 1 | 4 | Date |  |  | 2024-09-30 15:41 |  | * | [6 empty] | 4 |  | 1 | 15 |  | 0 | 16 |  |  | * |  |  | None | *
6 | - IP-60122 | DALTOFOAM TR 42100- HUNTSMAN, PANEL LAMINATING ADHESIVE | 0 | Sub-assembly | Active |  | 3 | 1 |  |  |  | Item | 1 | EA | 100 | 1 | 1 | Date |  |  | 2024-09-30 15:41 |  | * | [6 empty] | 1 |  | 1 | 0 |  | 0 | 42 |  |  | * |  |  | None | *
7 | 85-ADH-DAL42100 | DALTOFOAM TR 42100- HUNTSMAN, PANEL LAMINATING ADHESIVE | 0 | Purchased Item | Active |  | 1 | 1 |  |  |  | Item | 3.9501 | SFT | 100 | 1 | 3.9501 | Date |  |  | 2024-09-30 15:41 |  | * | [6 empty] | 3.9501 |  | 1 | 40 |  | 0 | 41 |  |  | * |  |  | None | *
6 | - IP-60121 | 20ga GA Brt coil 60 | 0 | Sub-assembly | Active |  | 4 | 1 |  |  |  | Item | 1 | EA | 100 | 1 | 1 | Date |  |  | 2024-09-30 15:41 |  | * | [6 empty] | 1 |  | 1 | 0 |  | 0 | 22 |  |  | * |  |  | None | *
7 | 46-PRPCG9020GO | STEEL G90 20GA WIDTH 44.488",EXTERIOR: CLEAR CONDUCTIVE GLOSS ONLY, INTERIOR:EPOXY | 0 | Purchased Item | Active |  | 1 | 1 |  |  |  | Item | 3.9501 | SFT | 100 | 1 | 3.9501 | Date |  |  | 2024-09-30 15:41 |  | * | [6 empty] | 3.9501 |  | 1 | 20 |  | 0 | 21 |  |  | * |  |  | None | *
6 | - IP-60123 | SUPRASEC 2026 - HUNTSMAN, PANEL LAMINATING ADHESIVE | 0 | Sub-assembly | Active |  | 5 | 1 |  |  |  | Item | 1 | EA | 100 | 1 | 1 | Date |  |  | 2024-09-30 15:41 |  | * | [6 empty] | 1 |  | 1 | 0 |  | 0 | 27 |  |  | * |  |  | None | *
7 | 85-ADH-SUPR2026 | SUPRASEC 2026 - HUNTSMAN, PANEL LAMINATING ADHESIVE | 0 | Purchased Item | Active |  | 1 | 1 |  |  |  | Item | 3.9501 | SFT | 100 | 1 | 3.9501 | Date |  |  | 2024-09-30 15:41 |  | * | [6 empty] | 3.9501 |  | 1 | 25 |  | 0 | 26 |  |  | * |  |  | None | *
6 | IP-60118_DOC | Foam Panel 2in | 0 | Reference Item - Document Management | Active |  | 99999 | 1 |  |  |  | Item | 1 | EA | 100 | 1 | 1 | Date |  |  | 2024-09-30 15:41 |  | * | [6 empty] | 1 |  | 1 |  |  | 0 | 0 | [5 empty] | None
5 | - IP-60410 | 16ga GA Brt coil 60 | 0 | Sub-assembly | Active |  | 15 | 1 |  |  |  | Item | 1 | EA | 100 | 1 | 1 | Date |  |  | 2024-09-30 15:41 |  | * | [6 empty] | 1 |  | 1 | 0 |  | 0 | 17 |  |  | * |  |  | None | *
6 | 45-GALC-0275 | STEEL,GALV,G90,16 GA,60" COIL | 0 | Purchased Item | Active |  | 1 | 1 |  |  |  | Item | 1.25 | SFT | 100 | 1 | 1.25 | Date |  |  | 2024-09-30 15:41 |  | * | [6 empty] | 1.25 |  | 1 | 15 |  | 0 | 16 |  |  | * |  |  | None | *
6 | IP-60410_DOC | 16ga GA Brt coil 60. | B | Reference Item - Document Management | Active |  | 99999 | 1 |  |  |  | Item | 1 | EA | 100 | 1 | 1 | Date |  |  | 2024-09-30 15:41 |  | * | [6 empty] | 1 |  | 1 |  |  | 0 | 0 | [5 empty] | None
5 | 75-SCWH-14-114 | 1/4-14x1 1/4" SELF DRILL S.H.W PL | 0 | Purchased Item | Active |  | 16 | 1 |  |  |  | Item | 8 | EA | 100 | 1 | 8 | Date |  |  | 2024-09-30 15:41 |  | * | [6 empty] | 8 |  | 1 | 20 |  | 0 | 21 |  |  | * |  |  | None | *
5 | - IP-60409 | 16ga GA Brt coil 60 | 0 | Sub-assembly | Active |  | 17 | 1 |  |  |  | Item | 1 | EA | 100 | 1 | 1 | Date |  |  | 2024-09-30 15:41 |  | * | [6 empty] | 1 |  | 1 | 0.064923 |  | 0.064923 | 61.0649 |  |  | * |  |  | None | *
6 | 45-GALC-0275 | STEEL,GALV,G90,16 GA,60" COIL | 0 | Purchased Item | Active |  | 1 | 1 |  |  |  | Item | 0.833 | SFT | 100 | 1 | 0.833 | Date |  |  | 2024-09-30 15:41 |  | * | [6 empty] | 0.833 |  | 1 | 15 |  | 0 | 16 |  |  | * |  |  | None | *
6 | IP-60409_DOC | 16ga GA Brt coil 60. | B | Reference Item - Document Management | Active |  | 99999 | 1 |  |  |  | Item | 1 | EA | 100 | 1 | 1 | Date |  |  | 2024-09-30 15:41 |  | * | [6 empty] | 1 |  | 1 | 60 |  | 0 | 60 | [5 empty] | None
5 | 75-RN-51618U-AL | 5/16-18 UNC RIVET NUT, THREAD CALL OUT: 518, GRIP RANGE: .027-.150, GRIP CALL OUT:150, HOLE SIZE 17/32, HD:.595, HH:.022, L:.690, D:.530, IL:.470, LB: 1.390, ILB:1.175, IATD:.995 | 0 | Purchased Item | Active |  | 19 | 1 |  |  |  | Item | 28 | EA | 100 | 1 | 28 | Date |  |  | 2024-09-30 15:41 |  | * | [6 empty] | 28 |  | 1 | 5 |  | 0 | 6 |  |  | * |  |  | None | *
5 | 75-RIVET-0050 | 304 STAINLESS STEEL - POP RIVET - 1/8" X .188-250" LONG | 0 | Purchased Item | Active |  | 20 | 1 |  |  |  | Item | 40 | EA | 100 | 1 | 40 | Date |  |  | 2024-09-30 15:41 |  | * | [6 empty] | 40 |  | 1 | 20 |  | 0 | 21 |  |  | * |  |  | None | *
4 | - IP-59460 | 16ga GA Brt coil 60 | 0 | Sub-assembly | Active |  | 11 | 1 |  |  |  | Item | 1 | EA | 100 | 1 | 1 | Date |  |  | 2024-09-30 15:41 |  | * | [6 empty] | 1 |  | 1 | 0.064923 |  | 0.064923 | 17.0649 |  |  | * |  |  | None | *
5 | 45-GALC-0275 | STEEL,GALV,G90,16 GA,60" COIL | 0 | Purchased Item | Active |  | 1 | 1 |  |  |  | Item | 6.361 | SFT | 100 | 1 | 6.361 | Date |  |  | 2024-09-30 15:41 |  | * | [6 empty] | 6.361 |  | 1 | 15 |  | 0 | 16 |  |  | * |  |  | None | *
5 | IP-59460_DOC | 16ga GA Brt coil 60. | C | Reference Item - Document Management | Active |  | 99999 | 1 |  |  |  | Item | 1 | EA | 100 | 1 | 1 | Date |  |  | 2024-09-30 15:41 |  | * | [6 empty] | 1 |  | 1 |  |  | 0 | 0 | [5 empty] | None
4 | 75-SCWH-14-114 | 1/4-14x1 1/4" SELF DRILL S.H.W PL | 0 | Purchased Item | Active |  | 12 | 1 |  |  |  | Item | 20 | EA | 100 | 1 | 20 | Date |  |  | 2024-09-30 15:41 |  | * | [6 empty] | 20 |  | 1 | 20 |  | 0 | 21 |  |  | * |  |  | None | *
4 | - IP-59109 | 16ga GA Brt coil 60 | 0 | Sub-assembly | Active |  | 13 | 1 |  |  |  | Item | 4 | EA | 100 | 1 | 4 | Date |  |  | 2024-09-30 15:41 |  | * | [6 empty] | 4 |  | 1 | 0.064923 |  | 0.064923 | 31.0649 |  |  | * |  |  | None | *
5 | 45-GALC-0275 | STEEL,GALV,G90,16 GA,60" COIL | 0 | Purchased Item | Active |  | 1 | 1 |  |  |  | Item | 3.103 | SFT | 100 | 1 | 12.412 | Date |  |  | 2024-09-30 15:41 |  | * | [6 empty] | 12.412 |  | 1 | 15 |  | 0 | 16 |  |  | * |  |  | None | *
5 | IP-59109_DOC | 16ga GA Brt coil 60. | B | Reference Item - Document Management | Active |  | 99999 | 1 |  |  |  | Item | 1 | EA | 100 | 1 | 4 | Date |  |  | 2024-09-30 15:41 |  | * | [6 empty] | 4 |  | 1 | 30 |  | 0 | 30 | [5 empty] | None
4 | - IP-59108 | 16ga GA Brt coil 60 | 0 | Sub-assembly | Active |  | 14 | 1 |  |  |  | Item | 2 | EA | 100 | 1 | 2 | Date |  |  | 2024-09-30 15:41 |  | * | [6 empty] | 2 |  | 1 | 0.064923 |  | 0.064923 | 31.0649 |  |  | * |  |  | None | *
5 | 45-GALC-0275 | STEEL,GALV,G90,16 GA,60" COIL | 0 | Purchased Item | Active |  | 1 | 1 |  |  |  | Item | 1.488 | SFT | 100 | 1 | 2.976 | Date |  |  | 2024-09-30 15:41 |  | * | [6 empty] | 2.976 |  | 1 | 15 |  | 0 | 16 |  |  | * |  |  | None | *
5 | IP-59108_DOC | 16ga GA Brt coil 60. | B | Reference Item - Document Management | Active |  | 99999 | 1 |  |  |  | Item | 1 | EA | 100 | 1 | 2 | Date |  |  | 2024-09-30 15:41 |  | * | [6 empty] | 2 |  | 1 | 30 |  | 0 | 30 | [5 empty] | None
4 | - IP-59489 | 16ga GA Brt coil 60 | 0 | Sub-assembly | Active |  | 15 | 1 |  |  |  | Item | 1 | EA | 100 | 1 | 1 | Date |  |  | 2024-09-30 15:41 |  | * | [6 empty] | 1 |  | 1 | 0.064923 |  | 0.064923 | 17.0649 |  |  | * |  |  | None | *
5 | 45-GALC-0275 | STEEL,GALV,G90,16 GA,60" COIL | 0 | Purchased Item | Active |  | 1 | 1 |  |  |  | Item | 5.142 | SFT | 100 | 1 | 5.142 | Date |  |  | 2024-09-30 15:41 |  | * | [6 empty] | 5.142 |  | 1 | 15 |  | 0 | 16 |  |  | * |  |  | None | *
5 | IP-59489_DOC | 16ga GA Brt coil 60. | B | Reference Item - Document Management | Active |  | 99999 | 1 |  |  |  | Item | 1 | EA | 100 | 1 | 1 | Date |  |  | 2024-09-30 15:41 |  | * | [6 empty] | 1 |  | 1 |  |  | 0 | 0 | [5 empty] | None
4 | 75-SCWH-14-112 | ZINC PLATED-TEK SCREW-1/4"-14 THREADS PER INCH X 1-1/2" LONG | 0 | Purchased Item | Active |  | 16 | 1 |  |  |  | Item | 87 | EA | 100 | 1 | 87 | Date |  |  | 2024-09-30 15:41 |  | * | [6 empty] | 87 |  | 1 | 20 |  | 0 | 21 |  |  | * |  |  | None | *
4 | 75-W-14-BN1458 | ZINC PLATED-NEOPRENE WASHER-9/32"ID - 5/8"OD | 0 | Purchased Item | Active |  | 17 | 1 |  |  |  | Item | 87 | EA | 100 | 1 | 87 | Date |  |  | 2024-09-30 15:41 |  | * | [6 empty] | 87 |  | 1 | 40 |  | 0 | 41 |  |  | * |  |  | None | *
4 | - MCYSC4-SMA-60170 | FOAM PANEL - UPPER LEFT SIDE VESTIBULO WALL ASSY 2 | 0 | Sub-assembly | Active |  | 18 | 1 |  |  |  | Item | 1 | EA | 100 | 1 | 1 | Date |  |  | 2024-09-30 15:41 |  | * | [6 empty] | 1 |  | 1 | 0 |  | 0.064923 | 52.0649 |  |  | * |  |  | None | *
5 | - IP-60171 | Foam Panel 2in | 0 | Sub-assembly | Active |  | 1 | 1 |  |  |  | Item | 1 | EA | 100 | 1 | 1 | Date |  |  | 2024-09-30 15:41 |  | * | [6 empty] | 1 |  | 1 | 0 |  | 0 | 43 |  |  | * |  |  | None | *
6 | - IP-60176 | SUPRASEC 2026 - HUNTSMAN, PANEL LAMINATING ADHESIVE | 0 | Sub-assembly | Active |  | 6 | 1 |  |  |  | Item | 1 | EA | 100 | 1 | 1 | Date |  |  | 2024-09-30 15:41 |  | * | [6 empty] | 1 |  | 1 | 0 |  | 0 | 27 |  |  | * |  |  | None | *
7 | 85-ADH-SUPR2026 | SUPRASEC 2026 - HUNTSMAN, PANEL LAMINATING ADHESIVE | 0 | Purchased Item | Active |  | 1 | 1 |  |  |  | Item | 23.6174 | SFT | 100 | 1 | 23.6174 | Date |  |  | 2024-09-30 15:41 |  | * | [6 empty] | 23.6174 |  | 1 | 25 |  | 0 | 26 |  |  | * |  |  | None | *
6 | - IP-60175 | DALTOFOAM TR 42100- HUNTSMAN, PANEL LAMINATING ADHESIVE | 0 | Sub-assembly | Active |  | 7 | 1 |  |  |  | Item | 1 | EA | 100 | 1 | 1 | Date |  |  | 2024-09-30 15:41 |  | * | [6 empty] | 1 |  | 1 | 0 |  | 0 | 42 |  |  | * |  |  | None | *
7 | 85-ADH-DAL42100 | DALTOFOAM TR 42100- HUNTSMAN, PANEL LAMINATING ADHESIVE | 0 | Purchased Item | Active |  | 1 | 1 |  |  |  | Item | 23.6174 | SFT | 100 | 1 | 23.6174 | Date |  |  | 2024-09-30 15:41 |  | * | [6 empty] | 23.6174 |  | 1 | 40 |  | 0 | 41 |  |  | * |  |  | None | *
6 | - IP-60174 | 20ga GA Brt coil ROBOR | 0 | Sub-assembly | Active |  | 8 | 1 |  |  |  | Item | 1 | EA | 100 | 1 | 1 | Date |  |  | 2024-09-30 15:41 |  | * | [6 empty] | 1 |  | 1 | 0 |  | 0 | 22 |  |  | * |  |  | None | *
7 | 46-PRPCG9020GO | STEEL G90 20GA WIDTH 44.488",EXTERIOR: CLEAR CONDUCTIVE GLOSS ONLY, INTERIOR:EPOXY | 0 | Purchased Item | Active |  | 1 | 1 |  |  |  | Item | 23.6525 | SFT | 100 | 1 | 23.6525 | Date |  |  | 2024-09-30 15:41 |  | * | [6 empty] | 23.6525 |  | 1 | 20 |  | 0 | 21 |  |  | * |  |  | None | *
6 | - IP-60173 | 20ga GA Brt coil ROBOR | 0 | Sub-assembly | Active |  | 9 | 1 |  |  |  | Item | 1 | EA | 100 | 1 | 1 | Date |  |  | 2024-09-30 15:41 |  | * | [6 empty] | 1 |  | 1 | 0 |  | 0 | 22 |  |  | * |  |  | None | *
7 | 46-PRPCG9020GO | STEEL G90 20GA WIDTH 44.488",EXTERIOR: CLEAR CONDUCTIVE GLOSS ONLY, INTERIOR:EPOXY | 0 | Purchased Item | Active |  | 1 | 1 |  |  |  | Item | 23.6525 | SFT | 100 | 1 | 23.6525 | Date |  |  | 2024-09-30 15:41 |  | * | [6 empty] | 23.6525 |  | 1 | 20 |  | 0 | 21 |  |  | * |  |  | None | *
6 | - IP-60172 | R-max Polyisocyanurate Foam Board, 2.5lbs/ft3, GRF faced, 2.0 thick, 43 x 120 | 0 | Sub-assembly | Active |  | 10 | 1 |  |  |  | Item | 1 | EA | 100 | 1 | 1 | Date |  |  | 2024-09-30 15:41 |  | * | [6 empty] | 1 |  | 1 | 0 |  | 0 | 17 |  |  | * |  |  | None | *
7 | 35-INSU-RM24312 | R-MAX POLYISOCYANURATE FOAM BOARD, 2.5LBS/FT3, GRF FACED, 2.0” THICK, 43 X 120” | 0 | Purchased Item | Active |  | 1 | 1 |  |  |  | Item | 22 | SFT | 100 | 1 | 22 | Date |  |  | 2024-09-30 15:41 |  | * | [6 empty] | 22 |  | 1 | 15 |  | 0 | 16 |  |  | * |  |  | None | *
6 | IP-60171_DOC | Foam Panel 2in | 0 | Reference Item - Document Management | Active |  | 99999 | 1 |  |  |  | Item | 1 | EA | 100 | 1 | 1 | Date |  |  | 2024-09-30 15:41 |  | * | [6 empty] | 1 |  | 1 |  |  | 0 | 0 | [5 empty] | None
5 | - IP-60177 | Foam Panel 2in | 0 | Sub-assembly | Active |  | 2 | 1 |  |  |  | Item | 1 | EA | 100 | 1 | 1 | Date |  |  | 2024-09-30 15:41 |  | * | [6 empty] | 1 |  | 1 | 0 |  | 0 | 43 |  |  | * |  |  | None | *
6 | - IP-60180 | 20ga GA Brt coil ROBOR | 0 | Sub-assembly | Active |  | 1 | 1 |  |  |  | Item | 1 | EA | 100 | 1 | 1 | Date |  |  | 2024-09-30 15:41 |  | * | [6 empty] | 1 |  | 1 | 0 |  | 0 | 22 |  |  | * |  |  | None | *
7 | 46-PRPCG9020GO | STEEL G90 20GA WIDTH 44.488",EXTERIOR: CLEAR CONDUCTIVE GLOSS ONLY, INTERIOR:EPOXY | 0 | Purchased Item | Active |  | 1 | 1 |  |  |  | Item | 23.0093 | SFT | 100 | 1 | 23.0093 | Date |  |  | 2024-09-30 15:41 |  | * | [6 empty] | 23.0093 |  | 1 | 20 |  | 0 | 21 |  |  | * |  |  | None | *
6 | - IP-60181 | DALTOFOAM TR 42100- HUNTSMAN, PANEL LAMINATING ADHESIVE | 0 | Sub-assembly | Active |  | 2 | 1 |  |  |  | Item | 1 | EA | 100 | 1 | 1 | Date |  |  | 2024-09-30 15:41 |  | * | [6 empty] | 1 |  | 1 | 0 |  | 0 | 42 |  |  | * |  |  | None | *
7 | 85-ADH-DAL42100 | DALTOFOAM TR 42100- HUNTSMAN, PANEL LAMINATING ADHESIVE | 0 | Purchased Item | Active |  | 1 | 1 |  |  |  | Item | 22.8309 | SFT | 100 | 1 | 22.8309 | Date |  |  | 2024-09-30 15:41 |  | * | [6 empty] | 22.8309 |  | 1 | 40 |  | 0 | 41 |  |  | * |  |  | None | *
6 | - IP-60179 | 20ga GA Brt coil ROBOR | 0 | Sub-assembly | Active |  | 3 | 1 |  |  |  | Item | 1 | EA | 100 | 1 | 1 | Date |  |  | 2024-09-30 15:41 |  | * | [6 empty] | 1 |  | 1 | 0 |  | 0 | 22 |  |  | * |  |  | None | *
7 | 46-PRPCG9020GO | STEEL G90 20GA WIDTH 44.488",EXTERIOR: CLEAR CONDUCTIVE GLOSS ONLY, INTERIOR:EPOXY | 0 | Purchased Item | Active |  | 1 | 1 |  |  |  | Item | 23.0093 | SFT | 100 | 1 | 23.0093 | Date |  |  | 2024-09-30 15:41 |  | * | [6 empty] | 23.0093 |  | 1 | 20 |  | 0 | 21 |  |  | * |  |  | None | *
6 | - IP-60178 | R-max Polyisocyanurate Foam Board, 2.5lbs/ft3, GRF faced, 2.0 thick, 43 x 120 | 0 | Sub-assembly | Active |  | 4 | 1 |  |  |  | Item | 1 | EA | 100 | 1 | 1 | Date |  |  | 2024-09-30 15:41 |  | * | [6 empty] | 1 |  | 1 | 0 |  | 0 | 17 |  |  | * |  |  | None | *
7 | 35-INSU-RM24312 | R-MAX POLYISOCYANURATE FOAM BOARD, 2.5LBS/FT3, GRF FACED, 2.0” THICK, 43 X 120” | 0 | Purchased Item | Active |  | 1 | 1 |  |  |  | Item | 22 | SFT | 100 | 1 | 22 | Date |  |  | 2024-09-30 15:41 |  | * | [6 empty] | 22 |  | 1 | 15 |  | 0 | 16 |  |  | * |  |  | None | *
6 | - IP-60182 | SUPRASEC 2026 - HUNTSMAN, PANEL LAMINATING ADHESIVE | 0 | Sub-assembly | Active |  | 5 | 1 |  |  |  | Item | 1 | EA | 100 | 1 | 1 | Date |  |  | 2024-09-30 15:41 |  | * | [6 empty] | 1 |  | 1 | 0 |  | 0 | 27 |  |  | * |  |  | None | *
7 | 85-ADH-SUPR2026 | SUPRASEC 2026 - HUNTSMAN, PANEL LAMINATING ADHESIVE | 0 | Purchased Item | Active |  | 1 | 1 |  |  |  | Item | 22.8309 | SFT | 100 | 1 | 22.8309 | Date |  |  | 2024-09-30 15:41 |  | * | [6 empty] | 22.8309 |  | 1 | 25 |  | 0 | 26 |  |  | * |  |  | None | *
6 | IP-60177_DOC | Foam Panel 2in | 0 | Reference Item - Document Management | Active |  | 99999 | 1 |  |  |  | Item | 1 | EA | 100 | 1 | 1 | Date |  |  | 2024-09-30 15:41 |  | * | [6 empty] | 1 |  | 1 |  |  | 0 | 0 | [5 empty] | None
5 | - IP-59374 | 16ga GA Jkt coil 60 | 0 | Sub-assembly | Active |  | 3 | 1 |  |  |  | Item | 2 | EA | 100 | 1 | 2 | Date |  |  | 2024-09-30 15:41 |  | * | [6 empty] | 2 |  | 1 | 0.064923 |  | 0.064923 | 17.0649 |  |  | * |  |  | None | *
6 | 45-GALC-0275 | STEEL,GALV,G90,16 GA,60" COIL | 0 | Purchased Item | Active |  | 1 | 1 |  |  |  | Item | 0.76332 | SFT | 100 | 1 | 1.5266 | Date |  |  | 2024-09-30 15:41 |  | * | [6 empty] | 1.5266 |  | 1 | 15 |  | 0 | 16 |  |  | * |  |  | None | *
6 | IP-59374_DOC | 16ga GA Jkt coil 60. | C | Reference Item - Document Management | Active |  | 99999 | 1 |  |  |  | Item | 1 | EA | 100 | 1 | 2 | Date |  |  | 2024-09-30 15:41 |  | * | [6 empty] | 2 |  | 1 |  |  | 0 | 0 | [5 empty] | None
5 | - IP-59371 | 16ga GA Jkt coil 60 | 0 | Sub-assembly | Active |  | 4 | 1 |  |  |  | Item | 1 | EA | 100 | 1 | 1 | Date |  |  | 2024-09-30 15:41 |  | * | [6 empty] | 1 |  | 1 | 0.064923 |  | 0.064923 | 17.0649 |  |  | * |  |  | None | *
6 | 45-GALC-0275 | STEEL,GALV,G90,16 GA,60" COIL | 0 | Purchased Item | Active |  | 1 | 1 |  |  |  | Item | 0.77621 | SFT | 100 | 1 | 0.77621 | Date |  |  | 2024-09-30 15:41 |  | * | [6 empty] | 0.77621 |  | 1 | 15 |  | 0 | 16 |  |  | * |  |  | None | *
6 | IP-59371_DOC | 16ga GA Jkt coil 60. | C | Reference Item - Document Management | Active |  | 99999 | 1 |  |  |  | Item | 1 | EA | 100 | 1 | 1 | Date |  |  | 2024-09-30 15:41 |  | * | [6 empty] | 1 |  | 1 |  |  | 0 | 0 | [5 empty] | None
5 | - IP-59369 | 16ga GA Jkt coil 60 | 0 | Sub-assembly | Active |  | 5 | 1 |  |  |  | Item | 2 | EA | 100 | 1 | 2 | Date |  |  | 2024-09-30 15:41 |  | * | [6 empty] | 2 |  | 1 | 0.064923 |  | 0.064923 | 51.0649 |  |  | * |  |  | None | *
6 | 45-GALC-0275 | STEEL,GALV,G90,16 GA,60" COIL | 0 | Purchased Item | Active |  | 1 | 1 |  |  |  | Item | 0.43253 | SFT | 100 | 1 | 0.86506 | Date |  |  | 2024-09-30 15:41 |  | * | [6 empty] | 0.86506 |  | 1 | 15 |  | 0 | 16 |  |  | * |  |  | None | *
6 | IP-59369_DOC | 16ga GA Jkt coil 60. | C | Reference Item - Document Management | Active |  | 99999 | 1 |  |  |  | Item | 1 | EA | 100 | 1 | 2 | Date |  |  | 2024-09-30 15:41 |  | * | [6 empty] | 2 |  | 1 | 50 |  | 0 | 50 | [5 empty] | None
5 | - IP-59370 | 16ga GA Jkt coil 60 | 0 | Sub-assembly | Active |  | 7 | 1 |  |  |  | Item | 1 | EA | 100 | 1 | 1 | Date |  |  | 2024-09-30 15:41 |  | * | [6 empty] | 1 |  | 1 | 0.064923 |  | 0.064923 | 17.0649 |  |  | * |  |  | None | *
6 | 45-GALC-0275 | STEEL,GALV,G90,16 GA,60" COIL | 0 | Purchased Item | Active |  | 1 | 1 |  |  |  | Item | 0.27425 | SFT | 100 | 1 | 0.27425 | Date |  |  | 2024-09-30 15:41 |  | * | [6 empty] | 0.27425 |  | 1 | 15 |  | 0 | 16 |  |  | * |  |  | None | *
6 | IP-59370_DOC | 16ga GA Jkt coil 60. | C | Reference Item - Document Management | Active |  | 99999 | 1 |  |  |  | Item | 1 | EA | 100 | 1 | 1 | Date |  |  | 2024-09-30 15:41 |  | * | [6 empty] | 1 |  | 1 | 5 |  | 0 | 5 | [5 empty] | None
5 | - IP-59367 | 16ga GA Brt coil 60 | 0 | Sub-assembly | Active |  | 8 | 1 |  |  |  | Item | 4 | EA | 100 | 1 | 4 | Date |  |  | 2024-09-30 15:41 |  | * | [6 empty] | 4 |  | 1 | 0.064923 |  | 0.064923 | 17.0649 |  |  | * |  |  | None | *
6 | 45-GALC-0275 | STEEL,GALV,G90,16 GA,60" COIL | 0 | Purchased Item | Active |  | 1 | 1 |  |  |  | Item | 0.74051 | SFT | 100 | 1 | 2.962 | Date |  |  | 2024-09-30 15:41 |  | * | [6 empty] | 2.962 |  | 1 | 15 |  | 0 | 16 |  |  | * |  |  | None | *
6 | IP-59367_DOC | 16ga GA Brt coil 60. | B | Reference Item - Document Management | Active |  | 99999 | 1 |  |  |  | Item | 1 | EA | 100 | 1 | 4 | Date |  |  | 2024-09-30 15:41 |  | * | [6 empty] | 4 |  | 1 | 10 |  | 0 | 10 | [5 empty] | None
5 | - IP-59373 | 16ga GA Jkt coil 60 | 0 | Sub-assembly | Active |  | 9 | 1 |  |  |  | Item | 1 | EA | 100 | 1 | 1 | Date |  |  | 2024-09-30 15:41 |  | * | [6 empty] | 1 |  | 1 | 0.064923 |  | 0.064923 | 17.0649 |  |  | * |  |  | None | *
6 | 45-GALC-0275 | STEEL,GALV,G90,16 GA,60" COIL | 0 | Purchased Item | Active |  | 1 | 1 |  |  |  | Item | 0.41123 | SFT | 100 | 1 | 0.41123 | Date |  |  | 2024-09-30 15:41 |  | * | [6 empty] | 0.41123 |  | 1 | 15 |  | 0 | 16 |  |  | * |  |  | None | *
6 | IP-59373_DOC | 16ga GA Jkt coil 60. | C | Reference Item - Document Management | Active |  | 99999 | 1 |  |  |  | Item | 1 | EA | 100 | 1 | 1 | Date |  |  | 2024-09-30 15:41 |  | * | [6 empty] | 1 |  | 1 |  |  | 0 | 0 | [5 empty] | None
5 | 75-SCWR-818-34 | SELF DRILLING SCREW 8-18, 3/4" LENGTH, ZINC PLATED PAN HEAD PHILLIPS, PART NO. 94060A197 | 0 | Purchased Item | Active |  | 10 | 1 |  |  |  | Item | 28 | EA | 100 | 1 | 28 | Date |  |  | 2024-09-30 15:41 |  | * | [6 empty] | 28 |  | 1 | 40 |  | 0 | 41 |  |  | * |  |  | None | *
5 | - IP-59368 | 16ga GA Brt coil 60 | 0 | Sub-assembly | Active |  | 11 | 1 |  |  |  | Item | 4 | EA | 100 | 1 | 4 | Date |  |  | 2024-09-30 15:41 |  | * | [6 empty] | 4 |  | 1 | 0.064923 |  | 0.064923 | 17.0649 |  |  | * |  |  | None | *
6 | 45-GALC-0275 | STEEL,GALV,G90,16 GA,60" COIL | 0 | Purchased Item | Active |  | 1 | 1 |  |  |  | Item | 0.39874 | SFT | 100 | 1 | 1.595 | Date |  |  | 2024-09-30 15:41 |  | * | [6 empty] | 1.595 |  | 1 | 15 |  | 0 | 16 |  |  | * |  |  | None | *
6 | IP-59368_DOC | 16ga GA Brt coil 60. | B | Reference Item - Document Management | Active |  | 99999 | 1 |  |  |  | Item | 1 | EA | 100 | 1 | 4 | Date |  |  | 2024-09-30 15:41 |  | * | [6 empty] | 4 |  | 1 |  |  | 0 | 0 | [5 empty] | None
5 | - IP-59372 | 16ga GA Jkt coil 60 | 0 | Sub-assembly | Active |  | 13 | 1 |  |  |  | Item | 1 | EA | 100 | 1 | 1 | Date |  |  | 2024-09-30 15:41 |  | * | [6 empty] | 1 |  | 1 | 0.064923 |  | 0.064923 | 17.0649 |  |  | * |  |  | None | *
6 | 45-GALC-0275 | STEEL,GALV,G90,16 GA,60" COIL | 0 | Purchased Item | Active |  | 1 | 1 |  |  |  | Item | 0.77621 | SFT | 100 | 1 | 0.77621 | Date |  |  | 2024-09-30 15:41 |  | * | [6 empty] | 0.77621 |  | 1 | 15 |  | 0 | 16 |  |  | * |  |  | None | *
6 | IP-59372_DOC | 16ga GA Jkt coil 60. | C | Reference Item - Document Management | Active |  | 99999 | 1 |  |  |  | Item | 1 | EA | 100 | 1 | 1 | Date |  |  | 2024-09-30 15:41 |  | * | [6 empty] | 1 |  | 1 |  |  | 0 | 0 | [5 empty] | None
5 | 75-RN-51618U-AL | 5/16-18 UNC RIVET NUT, THREAD CALL OUT: 518, GRIP RANGE: .027-.150, GRIP CALL OUT:150, HOLE SIZE 17/32, HD:.595, HH:.022, L:.690, D:.530, IL:.470, LB: 1.390, ILB:1.175, IATD:.995 | 0 | Purchased Item | Active |  | 15 | 1 |  |  |  | Item | 28 | EA | 100 | 1 | 28 | Date |  |  | 2024-09-30 15:41 |  | * | [6 empty] | 28 |  | 1 | 5 |  | 0 | 6 |  |  | * |  |  | None | *
5 | 75-RIVET-0050 | 304 STAINLESS STEEL - POP RIVET - 1/8" X .188-250" LONG | 0 | Purchased Item | Active |  | 16 | 1 |  |  |  | Item | 64 | EA | 100 | 1 | 64 | Date |  |  | 2024-09-30 15:41 |  | * | [6 empty] | 64 |  | 1 | 20 |  | 0 | 21 |  |  | * |  |  | None | *
4 | - IP-59113 | 16ga GA Brt coil 60 | 0 | Sub-assembly | Active |  | 19 | 1 |  |  |  | Item | 1 | EA | 100 | 1 | 1 | Date |  |  | 2024-09-30 15:41 |  | * | [6 empty] | 1 |  | 1 | 0.064923 |  | 0.064923 | 51.0649 |  |  | * |  |  | None | *
5 | 45-GALC-0275 | STEEL,GALV,G90,16 GA,60" COIL | 0 | Purchased Item | Active |  | 1 | 1 |  |  |  | Item | 5.142 | SFT | 100 | 1 | 5.142 | Date |  |  | 2024-09-30 15:41 |  | * | [6 empty] | 5.142 |  | 1 | 15 |  | 0 | 16 |  |  | * |  |  | None | *
5 | IP-59113_DOC | 16ga GA Brt coil 60. | B | Reference Item - Document Management | Active |  | 99999 | 1 |  |  |  | Item | 1 | EA | 100 | 1 | 1 | Date |  |  | 2024-09-30 15:41 |  | * | [6 empty] | 1 |  | 1 | 50 |  | 0 | 50 | [5 empty] | None
4 | - IP-59112 | 16ga GA Brt coil 60 | 0 | Sub-assembly | Active |  | 20 | 1 |  |  |  | Item | 1 | EA | 100 | 1 | 1 | Date |  |  | 2024-09-30 15:41 |  | * | [6 empty] | 1 |  | 1 | 0.064923 |  | 0.064923 | 17.0649 |  |  | * |  |  | None | *
5 | 45-GALC-0275 | STEEL,GALV,G90,16 GA,60" COIL | 0 | Purchased Item | Active |  | 1 | 1 |  |  |  | Item | 5.265 | SFT | 100 | 1 | 5.265 | Date |  |  | 2024-09-30 15:41 |  | * | [6 empty] | 5.265 |  | 1 | 15 |  | 0 | 16 |  |  | * |  |  | None | *
4 | - IP-59111 | 16ga GA Brt coil 60 | 0 | Sub-assembly | Active |  | 21 | 1 |  |  |  | Item | 2 | EA | 100 | 1 | 2 | Date |  |  | 2024-09-30 15:41 |  | * | [6 empty] | 2 |  | 1 | 0.064923 |  | 0.064923 | 17.0649 |  |  | * |  |  | None | *
5 | 45-GALC-0275 | STEEL,GALV,G90,16 GA,60" COIL | 0 | Purchased Item | Active |  | 1 | 1 |  |  |  | Item | 1.705 | SFT | 100 | 1 | 3.41 | Date |  |  | 2024-09-30 15:41 |  | * | [6 empty] | 3.41 |  | 1 | 15 |  | 0 | 16 |  |  | * |  |  | None | *
5 | IP-59111_DOC | 16ga GA Brt coil 60. | B | Reference Item - Document Management | Active |  | 99999 | 1 |  |  |  | Item | 1 | EA | 100 | 1 | 2 | Date |  |  | 2024-09-30 15:41 |  | * | [6 empty] | 2 |  | 1 |  |  | 0 | 0 | [5 empty] | None
4 | - IP-59110 | 16ga GA Brt coil 60 | 0 | Sub-assembly | Active |  | 22 | 1 |  |  |  | Item | 2 | EA | 100 | 1 | 2 | Date |  |  | 2024-09-30 15:41 |  | * | [6 empty] | 2 |  | 1 | 0.064923 |  | 0.064923 | 17.0649 |  |  | * |  |  | None | *
5 | 45-GALC-0275 | STEEL,GALV,G90,16 GA,60" COIL | 0 | Purchased Item | Active |  | 1 | 1 |  |  |  | Item | 1.67 | SFT | 100 | 1 | 3.34 | Date |  |  | 2024-09-30 15:41 |  | * | [6 empty] | 3.34 |  | 1 | 15 |  | 0 | 16 |  |  | * |  |  | None | *
5 | IP-59110_DOC | 16ga GA Brt coil 60. | B | Reference Item - Document Management | Active |  | 99999 | 1 |  |  |  | Item | 1 | EA | 100 | 1 | 2 | Date |  |  | 2024-09-30 15:41 |  | * | [6 empty] | 2 |  | 1 | 5 |  | 0 | 5 | [5 empty] | None
4 | - IP-59492 | 16ga GA Brt coil 60 | 0 | Sub-assembly | Active |  | 24 | 1 |  |  |  | Item | 2 | EA | 100 | 1 | 2 | Date |  |  | 2024-09-30 15:41 |  | * | [6 empty] | 2 |  | 1 | 0.064923 |  | 0.064923 | 17.0649 |  |  | * |  |  | None | *
5 | 45-GALC-0275 | STEEL,GALV,G90,16 GA,60" COIL | 0 | Purchased Item | Active |  | 1 | 1 |  |  |  | Item | 3.103 | SFT | 100 | 1 | 6.206 | Date |  |  | 2024-09-30 15:41 |  | * | [6 empty] | 6.206 |  | 1 | 15 |  | 0 | 16 |  |  | * |  |  | None | *
5 | IP-59492_DOC | 16ga GA Brt coil 60. | B | Reference Item - Document Management | Active |  | 99999 | 1 |  |  |  | Item | 1 | EA | 100 | 1 | 2 | Date |  |  | 2024-09-30 15:41 |  | * | [6 empty] | 2 |  | 1 | 10 |  | 0 | 10 | [5 empty] | None
4 | - IP-59491 | 16ga GA Brt coil 60 | 0 | Sub-assembly | Active |  | 25 | 1 |  |  |  | Item | 4 | EA | 100 | 1 | 4 | Date |  |  | 2024-09-30 15:41 |  | * | [6 empty] | 4 |  | 1 | 0.064923 |  | 0.064923 | 17.0649 |  |  | * |  |  | None | *
5 | 45-GALC-0275 | STEEL,GALV,G90,16 GA,60" COIL | 0 | Purchased Item | Active |  | 1 | 1 |  |  |  | Item | 3.103 | SFT | 100 | 1 | 12.412 | Date |  |  | 2024-09-30 15:41 |  | * | [6 empty] | 12.412 |  | 1 | 15 |  | 0 | 16 |  |  | * |  |  | None | *
5 | IP-59491_DOC | 16ga GA Brt coil 60. | B | Reference Item - Document Management | Active |  | 99999 | 1 |  |  |  | Item | 1 | EA | 100 | 1 | 4 | Date |  |  | 2024-09-30 15:41 |  | * | [6 empty] | 4 |  | 1 |  |  | 0 | 0 | [5 empty] | None
4 | 75-WN-1420-P | 1/4-20-SERR FLNG NUT PLTD | 0 | Purchased Item | Active |  | 26 | 1 |  |  |  | Item | 7 | EA | 100 | 1 | 7 | Date |  |  | 2024-09-30 15:41 |  | * | [6 empty] | 7 |  | 1 | 30 |  | 0 | 31 |  |  | * |  |  | None | *
4 | - MCYSC4-SMA-59483 | Access Plate Casing-Viny | 0 | Sub-assembly | Active |  | 27 | 1 |  |  |  | Item | 4 | EA | 100 | 1 | 4 | Date |  |  | 2024-09-30 15:41 |  | * | [6 empty] | 4 |  | 1 | 0 |  | 0.064923 | 97.0649 |  |  | * |  |  | None | *
5 | 75-SCRW-516182 | PLASTIC HEAD THUMB SCREW | 0 | Purchased Item | Active |  | 3 | 1 |  |  |  | Item | 14 | EA | 100 | 1 | 56 | Date |  |  | 2024-09-30 15:41 |  | * | [6 empty] | 56 |  | 1 | 5 |  | 0 | 6 |  |  | * |  |  | None | *
5 | - IP-59485 | 16ga GA Brt coil 60 | 0 | Sub-assembly | Active |  | 4 | 1 |  |  |  | Item | 1 | EA | 100 | 1 | 4 | Date |  |  | 2024-09-30 15:41 |  | * | [6 empty] | 4 |  | 1 | 0.064923 |  | 0.064923 | 96.0649 |  |  | * |  |  | None | *
6 | 45-GALC-0275 | STEEL,GALV,G90,16 GA,60" COIL | 0 | Purchased Item | Active |  | 1 | 1 |  |  |  | Item | 5.357 | SFT | 100 | 1 | 21.428 | Date |  |  | 2024-09-30 15:41 |  | * | [6 empty] | 21.428 |  | 1 | 15 |  | 0 | 16 |  |  | * |  |  | None | *
6 | IP-59485_DOC | 16ga GA Brt coil 60. | B | Reference Item - Document Management | Active |  | 99999 | 1 |  |  |  | Item | 1 | EA | 100 | 1 | 4 | Date |  |  | 2024-09-30 15:41 |  | * | [6 empty] | 4 |  | 1 | 95 |  | 0 | 95 | [5 empty] | None
5 | - IP-59484 | 16ga GA Brt coil 60 | 0 | Sub-assembly | Active |  | 5 | 1 |  |  |  | Item | 1 | EA | 100 | 1 | 4 | Date |  |  | 2024-09-30 15:41 |  | * | [6 empty] | 4 |  | 1 | 0.064923 |  | 0.064923 | 17.0649 |  |  | * |  |  | None | *
6 | 45-GALC-0275 | STEEL,GALV,G90,16 GA,60" COIL | 0 | Purchased Item | Active |  | 1 | 1 |  |  |  | Item | 5.153 | SFT | 100 | 1 | 20.612 | Date |  |  | 2024-09-30 15:41 |  | * | [6 empty] | 20.612 |  | 1 | 15 |  | 0 | 16 |  |  | * |  |  | None | *
6 | IP-59484_DOC | 16ga GA Brt coil 60. | B | Reference Item - Document Management | Active |  | 99999 | 1 |  |  |  | Item | 1 | EA | 100 | 1 | 4 | Date |  |  | 2024-09-30 15:41 |  | * | [6 empty] | 4 |  | 1 |  |  | 0 | 0 | [5 empty] | None
5 | - IP-59486 | Fiberglass Insulation - 2.0 in. thick - 3.0 lb. density | 0 | Sub-assembly | Active |  | 6 | 1 |  |  |  | Item | 1 | EA | 100 | 1 | 4 | Date |  |  | 2024-09-30 15:41 |  | * | [6 empty] | 4 |  | 1 | 0 |  | 0 | 17 |  |  | * |  |  | None | *
6 | 35-INSU-0211 | FIBERGLASS INSULATION - 2.0 IN. THICK - 3.0 LB. DENSITY | 0 | Purchased Item | Active |  | 1 | 1 |  |  |  | Item | 2.898 | SFT | 100 | 1 | 11.592 | Date |  |  | 2024-09-30 15:41 |  | * | [6 empty] | 11.592 |  | 1 | 15 |  | 0 | 16 |  |  | * |  |  | None | *
5 | - IP-59487 | Gasket - Neoprene - 1.00"w x 0.25"t SINGLECOAT FOAM TAPE | 0 | Sub-assembly | Active |  | 7 | 1 |  |  |  | Item | 1 | EA | 100 | 1 | 4 | Date |  |  | 2024-09-30 15:41 |  | * | [6 empty] | 4 |  | 1 | 0 |  | 0 | 52 |  |  | * |  |  | None | *
6 | 85-FOAM-0110 | GASKET - NEOPRENE - 1.00"W X 0.25"T SINGLECOAT FOAM TAPE | 0 | Purchased Item | Active |  | 1 | 1 |  |  |  | Item | 6.92 | FT | 100 | 1 | 27.68 | Date |  |  | 2024-09-30 15:41 |  | * | [6 empty] | 27.68 |  | 1 | 50 |  | 0 | 51 |  |  | * |  |  | None | *
5 | MCYSC4-SMA-59483_DOC | Access Plate Casing | 0 | Reference Item - Document Management | Active |  | 99999 | 1 |  |  |  | Item | 1 | EA | 100 | 1 | 4 | Date |  |  | 2024-09-30 15:41 |  | * | [6 empty] | 4 |  | 1 | 10 |  | 0 | 10 | [5 empty] | None
4 | - IP-59339 | 16ga GA Brt coil 60 | 0 | Sub-assembly | Active |  | 28 | 1 |  |  |  | Item | 2 | EA | 100 | 1 | 2 | Date |  |  | 2024-09-30 15:41 |  | * | [6 empty] | 2 |  | 1 | 0.064923 |  | 0.064923 | 51.0649 |  |  | * |  |  | None | *
5 | 45-GALC-0275 | STEEL,GALV,G90,16 GA,60" COIL | 0 | Purchased Item | Active |  | 1 | 1 |  |  |  | Item | 1.3392 | SFT | 100 | 1 | 2.6784 | Date |  |  | 2024-09-30 15:41 |  | * | [6 empty] | 2.6784 |  | 1 | 15 |  | 0 | 16 |  |  | * |  |  | None | *
5 | IP-59339_DOC | 16ga GA Jkt coil 60. | B | Reference Item - Document Management | Active |  | 99999 | 1 |  |  |  | Item | 1 | EA | 100 | 1 | 2 | Date |  |  | 2024-09-30 15:41 |  | * | [6 empty] | 2 |  | 1 | 50 |  | 0 | 50 | [5 empty] | None
4 | - IP-59338 | 16ga GA Brt coil 60 | 0 | Sub-assembly | Active |  | 29 | 1 |  |  |  | Item | 2 | EA | 100 | 1 | 2 | Date |  |  | 2024-09-30 15:41 |  | * | [6 empty] | 2 |  | 1 | 0.064923 |  | 0.064923 | 17.0649 |  |  | * |  |  | None | *
5 | 45-GALC-0275 | STEEL,GALV,G90,16 GA,60" COIL | 0 | Purchased Item | Active |  | 1 | 1 |  |  |  | Item | 0.38056 | SFT | 100 | 1 | 0.76112 | Date |  |  | 2024-09-30 15:41 |  | * | [6 empty] | 0.76112 |  | 1 | 15 |  | 0 | 16 |  |  | * |  |  | None | *
5 | IP-59338_DOC | 16ga GA Jkt coil 60. | B | Reference Item - Document Management | Active |  | 99999 | 1 |  |  |  | Item | 1 | EA | 100 | 1 | 2 | Date |  |  | 2024-09-30 15:41 |  | * | [6 empty] | 2 |  | 1 | 5 |  | 0 | 5 | [5 empty] | None
4 | - IP-59459 | 16ga GA Brt coil 60 | 0 | Sub-assembly | Active |  | 30 | 1 |  |  |  | Item | 2 | EA | 100 | 1 | 2 | Date |  |  | 2024-09-30 15:41 |  | * | [6 empty] | 2 |  | 1 | 0.064923 |  | 0.064923 | 17.0649 |  |  | * |  |  | None | *
5 | 45-GALC-0275 | STEEL,GALV,G90,16 GA,60" COIL | 0 | Purchased Item | Active |  | 1 | 1 |  |  |  | Item | 15.983 | SFT | 100 | 1 | 31.966 | Date |  |  | 2024-09-30 15:41 |  | * | [6 empty] | 31.966 |  | 1 | 15 |  | 0 | 16 |  |  | * |  |  | None | *
5 | IP-59459_DOC | 16ga GA Brt coil 60. | B | Reference Item - Document Management | Active |  | 99999 | 1 |  |  |  | Item | 1 | EA | 100 | 1 | 2 | Date |  |  | 2024-09-30 15:41 |  | * | [6 empty] | 2 |  | 1 |  |  | 0 | 0 | [5 empty] | None
4 | - IP-59337 | 16ga GA Brt coil 60 | 0 | Sub-assembly | Active |  | 31 | 1 |  |  |  | Item | 2 | EA | 100 | 1 | 2 | Date |  |  | 2024-09-30 15:41 |  | * | [6 empty] | 2 |  | 1 | 0.064923 |  | 0.064923 | 17.0649 |  |  | * |  |  | None | *
5 | 45-GALC-0275 | STEEL,GALV,G90,16 GA,60" COIL | 0 | Purchased Item | Active |  | 1 | 1 |  |  |  | Item | 1.2972 | SFT | 100 | 1 | 2.5944 | Date |  |  | 2024-09-30 15:41 |  | * | [6 empty] | 2.5944 |  | 1 | 15 |  | 0 | 16 |  |  | * |  |  | None | *
5 | IP-59337_DOC | 16ga GA Brt coil 60. | B | Reference Item - Document Management | Active |  | 99999 | 1 |  |  |  | Item | 1 | EA | 100 | 1 | 2 | Date |  |  | 2024-09-30 15:41 |  | * | [6 empty] | 2 |  | 1 |  |  | 0 | 0 | [5 empty] | None
4 | - IP-59336 | 16ga GA Brt coil 60 | 0 | Sub-assembly | Active |  | 32 | 1 |  |  |  | Item | 2 | EA | 100 | 1 | 2 | Date |  |  | 2024-09-30 15:41 |  | * | [6 empty] | 2 |  | 1 | 0.064923 |  | 0.064923 | 17.0649 |  |  | * |  |  | None | *
5 | 45-GALC-0275 | STEEL,GALV,G90,16 GA,60" COIL | 0 | Purchased Item | Active |  | 1 | 1 |  |  |  | Item | 0.36699 | SFT | 100 | 1 | 0.73398 | Date |  |  | 2024-09-30 15:41 |  | * | [6 empty] | 0.73398 |  | 1 | 15 |  | 0 | 16 |  |  | * |  |  | None | *
5 | IP-59336_DOC | 16ga GA Brt coil 60. | B | Reference Item - Document Management | Active |  | 99999 | 1 |  |  |  | Item | 1 | EA | 100 | 1 | 2 | Date |  |  | 2024-09-30 15:41 |  | * | [6 empty] | 2 |  | 1 |  |  | 0 | 0 | [5 empty] | None
4 | - MCYSC4-SMA-60128 | FOAM PANEL - UPPER FAR SIDE VESTIBULO WALL ASSY 2 | 0 | Sub-assembly | Active |  | 33 | 1 |  |  |  | Item | 1 | EA | 100 | 1 | 1 | Date |  |  | 2024-09-30 15:41 |  | * | [6 empty] | 1 |  | 1 | 0 |  | 0.064923 | 62.0649 |  |  | * |  |  | None | *
5 | - IP-60135 | Foam Panel 2in | 0 | Sub-assembly | Active |  | 1 | 1 |  |  |  | Item | 1 | EA | 100 | 1 | 1 | Date |  |  | 2024-09-30 15:41 |  | * | [6 empty] | 1 |  | 1 | 0 |  | 0 | 43 |  |  | * |  |  | None | *
6 | - IP-60136 | R-max Polyisocyanurate Foam Board, 2.5lbs/ft3, GRF faced, 2.0 thick, 43 x 120 | 0 | Sub-assembly | Active |  | 6 | 1 |  |  |  | Item | 1 | EA | 100 | 1 | 1 | Date |  |  | 2024-09-30 15:41 |  | * | [6 empty] | 1 |  | 1 | 0 |  | 0 | 17 |  |  | * |  |  | None | *
7 | 35-INSU-RM24312 | R-MAX POLYISOCYANURATE FOAM BOARD, 2.5LBS/FT3, GRF FACED, 2.0” THICK, 43 X 120” | 0 | Purchased Item | Active |  | 1 | 1 |  |  |  | Item | 25 | SFT | 100 | 1 | 25 | Date |  |  | 2024-09-30 15:41 |  | * | [6 empty] | 25 |  | 1 | 15 |  | 0 | 16 |  |  | * |  |  | None | *
6 | - IP-60138 | 20ga GA Brt coil ROBOR | 0 | Sub-assembly | Active |  | 7 | 1 |  |  |  | Item | 1 | EA | 100 | 1 | 1 | Date |  |  | 2024-09-30 15:41 |  | * | [6 empty] | 1 |  | 1 | 0 |  | 0 | 22 |  |  | * |  |  | None | *
7 | 46-PRPCG9020GO | STEEL G90 20GA WIDTH 44.488",EXTERIOR: CLEAR CONDUCTIVE GLOSS ONLY, INTERIOR:EPOXY | 0 | Purchased Item | Active |  | 1 | 1 |  |  |  | Item | 26.4665 | SFT | 100 | 1 | 26.4665 | Date |  |  | 2024-09-30 15:41 |  | * | [6 empty] | 26.4665 |  | 1 | 20 |  | 0 | 21 |  |  | * |  |  | None | *
6 | - IP-60137 | 20ga GA Brt coil ROBOR | 0 | Sub-assembly | Active |  | 8 | 1 |  |  |  | Item | 1 | EA | 100 | 1 | 1 | Date |  |  | 2024-09-30 15:41 |  | * | [6 empty] | 1 |  | 1 | 0 |  | 0 | 22 |  |  | * |  |  | None | *
7 | 46-PRPCG9020GO | STEEL G90 20GA WIDTH 44.488",EXTERIOR: CLEAR CONDUCTIVE GLOSS ONLY, INTERIOR:EPOXY | 0 | Purchased Item | Active |  | 1 | 1 |  |  |  | Item | 26.4665 | SFT | 100 | 1 | 26.4665 | Date |  |  | 2024-09-30 15:41 |  | * | [6 empty] | 26.4665 |  | 1 | 20 |  | 0 | 21 |  |  | * |  |  | None | *
6 | - IP-60139 | DALTOFOAM TR 42100- HUNTSMAN, PANEL LAMINATING ADHESIVE | 0 | Sub-assembly | Active |  | 9 | 1 |  |  |  | Item | 1 | EA | 100 | 1 | 1 | Date |  |  | 2024-09-30 15:41 |  | * | [6 empty] | 1 |  | 1 | 0 |  | 0 | 42 |  |  | * |  |  | None | *
7 | 85-ADH-DAL42100 | DALTOFOAM TR 42100- HUNTSMAN, PANEL LAMINATING ADHESIVE | 0 | Purchased Item | Active |  | 1 | 1 |  |  |  | Item | 26.2556 | SFT | 100 | 1 | 26.2556 | Date |  |  | 2024-09-30 15:41 |  | * | [6 empty] | 26.2556 |  | 1 | 40 |  | 0 | 41 |  |  | * |  |  | None | *
6 | - IP-60140 | SUPRASEC 2026 - HUNTSMAN, PANEL LAMINATING ADHESIVE | 0 | Sub-assembly | Active |  | 10 | 1 |  |  |  | Item | 1 | EA | 100 | 1 | 1 | Date |  |  | 2024-09-30 15:41 |  | * | [6 empty] | 1 |  | 1 | 0 |  | 0 | 27 |  |  | * |  |  | None | *
7 | 85-ADH-SUPR2026 | SUPRASEC 2026 - HUNTSMAN, PANEL LAMINATING ADHESIVE | 0 | Purchased Item | Active |  | 1 | 1 |  |  |  | Item | 26.2556 | SFT | 100 | 1 | 26.2556 | Date |  |  | 2024-09-30 15:41 |  | * | [6 empty] | 26.2556 |  | 1 | 25 |  | 0 | 26 |  |  | * |  |  | None | *
6 | IP-60135_DOC | Foam Panel 2in | 0 | Reference Item - Document Management | Active |  | 99999 | 1 |  |  |  | Item | 1 | EA | 100 | 1 | 1 | Date |  |  | 2024-09-30 15:41 |  | * | [6 empty] | 1 |  | 1 |  |  | 0 | 0 | [5 empty] | None
5 | - IP-60153 | 16ga GA Brt coil 60 | 0 | Sub-assembly | Active |  | 3 | 1 |  |  |  | Item | 1 | EA | 100 | 1 | 1 | Date |  |  | 2024-09-30 15:41 |  | * | [6 empty] | 1 |  | 1 | 0 |  | 0 | 17 |  |  | * |  |  | None | *
6 | 45-GALC-0275 | STEEL,GALV,G90,16 GA,60" COIL | 0 | Purchased Item | Active |  | 1 | 1 |  |  |  | Item | 2.0127 | SFT | 100 | 1 | 2.0127 | Date |  |  | 2024-09-30 15:41 |  | * | [6 empty] | 2.0127 |  | 1 | 15 |  | 0 | 16 |  |  | * |  |  | None | *
6 | IP-60153_DOC | 16ga GA Brt coil 60. | B | Reference Item - Document Management | Active |  | 99999 | 1 |  |  |  | Item | 1 | EA | 100 | 1 | 1 | Date |  |  | 2024-09-30 15:41 |  | * | [6 empty] | 1 |  | 1 |  |  | 0 | 0 | [5 empty] | None
5 | - IP-60141 | Foam Panel 2in | 0 | Sub-assembly | Active |  | 5 | 1 |  |  |  | Item | 1 | EA | 100 | 1 | 1 | Date |  |  | 2024-09-30 15:41 |  | * | [6 empty] | 1 |  | 1 | 0 |  | 0 | 43 |  |  | * |  |  | None | *
6 | - IP-60144 | 20ga GA Brt coil ROBOR | 0 | Sub-assembly | Active |  | 1 | 1 |  |  |  | Item | 1 | EA | 100 | 1 | 1 | Date |  |  | 2024-09-30 15:41 |  | * | [6 empty] | 1 |  | 1 | 0 |  | 0 | 22 |  |  | * |  |  | None | *
7 | 46-PRPCG9020GO | STEEL G90 20GA WIDTH 44.488",EXTERIOR: CLEAR CONDUCTIVE GLOSS ONLY, INTERIOR:EPOXY | 0 | Purchased Item | Active |  | 1 | 1 |  |  |  | Item | 12.67 | SFT | 100 | 1 | 12.67 | Date |  |  | 2024-09-30 15:41 |  | * | [6 empty] | 12.67 |  | 1 | 20 |  | 0 | 21 |  |  | * |  |  | None | *
6 | - IP-60142 | R-max Polyisocyanurate Foam Board, 2.5lbs/ft3, GRF faced, 2.0 thick, 43 x 120 | 0 | Sub-assembly | Active |  | 2 | 1 |  |  |  | Item | 1 | EA | 100 | 1 | 1 | Date |  |  | 2024-09-30 15:41 |  | * | [6 empty] | 1 |  | 1 | 0 |  | 0 | 17 |  |  | * |  |  | None | *
7 | 35-INSU-RM24312 | R-MAX POLYISOCYANURATE FOAM BOARD, 2.5LBS/FT3, GRF FACED, 2.0” THICK, 43 X 120” | 0 | Purchased Item | Active |  | 1 | 1 |  |  |  | Item | 12 | SFT | 100 | 1 | 12 | Date |  |  | 2024-09-30 15:41 |  | * | [6 empty] | 12 |  | 1 | 15 |  | 0 | 16 |  |  | * |  |  | None | *
6 | - IP-60143 | 20ga GA Brt coil ROBOR | 0 | Sub-assembly | Active |  | 3 | 1 |  |  |  | Item | 1 | EA | 100 | 1 | 1 | Date |  |  | 2024-09-30 15:41 |  | * | [6 empty] | 1 |  | 1 | 0 |  | 0 | 22 |  |  | * |  |  | None | *
7 | 46-PRPCG9020GO | STEEL G90 20GA WIDTH 44.488",EXTERIOR: CLEAR CONDUCTIVE GLOSS ONLY, INTERIOR:EPOXY | 0 | Purchased Item | Active |  | 1 | 1 |  |  |  | Item | 12.67 | SFT | 100 | 1 | 12.67 | Date |  |  | 2024-09-30 15:41 |  | * | [6 empty] | 12.67 |  | 1 | 20 |  | 0 | 21 |  |  | * |  |  | None | *
6 | - IP-60146 | SUPRASEC 2026 - HUNTSMAN, PANEL LAMINATING ADHESIVE | 0 | Sub-assembly | Active |  | 4 | 1 |  |  |  | Item | 1 | EA | 100 | 1 | 1 | Date |  |  | 2024-09-30 15:41 |  | * | [6 empty] | 1 |  | 1 | 0 |  | 0 | 27 |  |  | * |  |  | None | *
7 | 85-ADH-SUPR2026 | SUPRASEC 2026 - HUNTSMAN, PANEL LAMINATING ADHESIVE | 0 | Purchased Item | Active |  | 1 | 1 |  |  |  | Item | 12.4936 | SFT | 100 | 1 | 12.4936 | Date |  |  | 2024-09-30 15:41 |  | * | [6 empty] | 12.4936 |  | 1 | 25 |  | 0 | 26 |  |  | * |  |  | None | *
6 | - IP-60145 | DALTOFOAM TR 42100- HUNTSMAN, PANEL LAMINATING ADHESIVE | 0 | Sub-assembly | Active |  | 5 | 1 |  |  |  | Item | 1 | EA | 100 | 1 | 1 | Date |  |  | 2024-09-30 15:41 |  | * | [6 empty] | 1 |  | 1 | 0 |  | 0 | 42 |  |  | * |  |  | None | *
7 | 85-ADH-DAL42100 | DALTOFOAM TR 42100- HUNTSMAN, PANEL LAMINATING ADHESIVE | 0 | Purchased Item | Active |  | 1 | 1 |  |  |  | Item | 12.4936 | SFT | 100 | 1 | 12.4936 | Date |  |  | 2024-09-30 15:41 |  | * | [6 empty] | 12.4936 |  | 1 | 40 |  | 0 | 41 |  |  | * |  |  | None | *
6 | IP-60141_DOC | Foam Panel 2in | 0 | Reference Item - Document Management | Active |  | 99999 | 1 |  |  |  | Item | 1 | EA | 100 | 1 | 1 | Date |  |  | 2024-09-30 15:41 |  | * | [6 empty] | 1 |  | 1 |  |  | 0 | 0 | [5 empty] | None
5 | - IP-60129 | Foam Panel 2in | 0 | Sub-assembly | Active |  | 6 | 1 |  |  |  | Item | 1 | EA | 100 | 1 | 1 | Date |  |  | 2024-09-30 15:41 |  | * | [6 empty] | 1 |  | 1 | 0 |  | 0 | 43 |  |  | * |  |  | None | *
6 | - IP-60134 | SUPRASEC 2026 - HUNTSMAN, PANEL LAMINATING ADHESIVE | 0 | Sub-assembly | Active |  | 1 | 1 |  |  |  | Item | 1 | EA | 100 | 1 | 1 | Date |  |  | 2024-09-30 15:41 |  | * | [6 empty] | 1 |  | 1 | 0 |  | 0 | 27 |  |  | * |  |  | None | *
7 | 85-ADH-SUPR2026 | SUPRASEC 2026 - HUNTSMAN, PANEL LAMINATING ADHESIVE | 0 | Purchased Item | Active |  | 1 | 1 |  |  |  | Item | 24.7785 | SFT | 100 | 1 | 24.7785 | Date |  |  | 2024-09-30 15:41 |  | * | [6 empty] | 24.7785 |  | 1 | 25 |  | 0 | 26 |  |  | * |  |  | None | *
6 | - IP-60132 | 20ga GA Brt coil ROBOR | 0 | Sub-assembly | Active |  | 2 | 1 |  |  |  | Item | 1 | EA | 100 | 1 | 1 | Date |  |  | 2024-09-30 15:41 |  | * | [6 empty] | 1 |  | 1 | 0 |  | 0 | 22 |  |  | * |  |  | None | *
7 | 46-PRPCG9020GO | STEEL G90 20GA WIDTH 44.488",EXTERIOR: CLEAR CONDUCTIVE GLOSS ONLY, INTERIOR:EPOXY | 0 | Purchased Item | Active |  | 1 | 1 |  |  |  | Item | 24.813 | SFT | 100 | 1 | 24.813 | Date |  |  | 2024-09-30 15:41 |  | * | [6 empty] | 24.813 |  | 1 | 20 |  | 0 | 21 |  |  | * |  |  | None | *
6 | - IP-60133 | DALTOFOAM TR 42100- HUNTSMAN, PANEL LAMINATING ADHESIVE | 0 | Sub-assembly | Active |  | 3 | 1 |  |  |  | Item | 1 | EA | 100 | 1 | 1 | Date |  |  | 2024-09-30 15:41 |  | * | [6 empty] | 1 |  | 1 | 0 |  | 0 | 42 |  |  | * |  |  | None | *
7 | 85-ADH-DAL42100 | DALTOFOAM TR 42100- HUNTSMAN, PANEL LAMINATING ADHESIVE | 0 | Purchased Item | Active |  | 1 | 1 |  |  |  | Item | 24.7785 | SFT | 100 | 1 | 24.7785 | Date |  |  | 2024-09-30 15:41 |  | * | [6 empty] | 24.7785 |  | 1 | 40 |  | 0 | 41 |  |  | * |  |  | None | *
6 | - IP-60131 | 20ga GA Brt coil ROBOR | 0 | Sub-assembly | Active |  | 4 | 1 |  |  |  | Item | 1 | EA | 100 | 1 | 1 | Date |  |  | 2024-09-30 15:41 |  | * | [6 empty] | 1 |  | 1 | 0 |  | 0 | 22 |  |  | * |  |  | None | *
7 | 46-PRPCG9020GO | STEEL G90 20GA WIDTH 44.488",EXTERIOR: CLEAR CONDUCTIVE GLOSS ONLY, INTERIOR:EPOXY | 0 | Purchased Item | Active |  | 1 | 1 |  |  |  | Item | 24.813 | SFT | 100 | 1 | 24.813 | Date |  |  | 2024-09-30 15:41 |  | * | [6 empty] | 24.813 |  | 1 | 20 |  | 0 | 21 |  |  | * |  |  | None | *
6 | - IP-60130 | R-max Polyisocyanurate Foam Board, 2.5lbs/ft3, GRF faced, 2.0 thick, 43 x 120 | 0 | Sub-assembly | Active |  | 5 | 1 |  |  |  | Item | 1 | EA | 100 | 1 | 1 | Date |  |  | 2024-09-30 15:41 |  | * | [6 empty] | 1 |  | 1 | 0 |  | 0 | 17 |  |  | * |  |  | None | *
7 | 35-INSU-RM24312 | R-MAX POLYISOCYANURATE FOAM BOARD, 2.5LBS/FT3, GRF FACED, 2.0” THICK, 43 X 120” | 0 | Purchased Item | Active |  | 1 | 1 |  |  |  | Item | 24 | SFT | 100 | 1 | 24 | Date |  |  | 2024-09-30 15:41 |  | * | [6 empty] | 24 |  | 1 | 15 |  | 0 | 16 |  |  | * |  |  | None | *
6 | IP-60129_DOC | Foam Panel 2in | 0 | Reference Item - Document Management | Active |  | 99999 | 1 |  |  |  | Item | 1 | EA | 100 | 1 | 1 | Date |  |  | 2024-09-30 15:41 |  | * | [6 empty] | 1 |  | 1 |  |  | 0 | 0 | [5 empty] | None
5 | - IP-58419 | 16ga GA Brt coil 60 | 0 | Sub-assembly | Active |  | 7 | 1 |  |  |  | Item | 2 | EA | 100 | 1 | 2 | Date |  |  | 2024-09-30 15:41 |  | * | [6 empty] | 2 |  | 1 | 0.064923 |  | 0.064923 | 17.0649 |  |  | * |  |  | None | *
6 | 45-GALC-0275 | STEEL,GALV,G90,16 GA,60" COIL | 0 | Purchased Item | Active |  | 1 | 1 |  |  |  | Item | 2.514 | SFT | 100 | 1 | 5.028 | Date |  |  | 2024-09-30 15:41 |  | * | [6 empty] | 5.028 |  | 1 | 15 |  | 0 | 16 |  |  | * |  |  | None | *
6 | IP-58419_DOC | 16ga GA Brt coil 60. | C | Reference Item - Document Management | Active |  | 99999 | 1 |  |  |  | Item | 1 | EA | 100 | 1 | 2 | Date |  |  | 2024-09-30 15:41 |  | * | [6 empty] | 2 |  | 1 |  |  | 0 | 0 | [5 empty] | None
5 | - IP-60155 | 16ga GA Brt coil 60 | 0 | Sub-assembly | Active |  | 8 | 1 |  |  |  | Item | 1 | EA | 100 | 1 | 1 | Date |  |  | 2024-09-30 15:41 |  | * | [6 empty] | 1 |  | 1 | 0 |  | 0 | 17 |  |  | * |  |  | None | *
6 | 45-GALC-0275 | STEEL,GALV,G90,16 GA,60" COIL | 0 | Purchased Item | Active |  | 1 | 1 |  |  |  | Item | 2.0127 | SFT | 100 | 1 | 2.0127 | Date |  |  | 2024-09-30 15:41 |  | * | [6 empty] | 2.0127 |  | 1 | 15 |  | 0 | 16 |  |  | * |  |  | None | *
6 | IP-60155_DOC | 16ga GA Jkt coil 60. | C | Reference Item - Document Management | Active |  | 99999 | 1 |  |  |  | Item | 1 | EA | 100 | 1 | 1 | Date |  |  | 2024-09-30 15:41 |  | * | [6 empty] | 1 |  | 1 |  |  | 0 | 0 | [5 empty] | None
5 | - IP-60147 | Foam Panel 2in | 0 | Sub-assembly | Active |  | 9 | 1 |  |  |  | Item | 1 | EA | 100 | 1 | 1 | Date |  |  | 2024-09-30 15:41 |  | * | [6 empty] | 1 |  | 1 | 0 |  | 0 | 43 |  |  | * |  |  | None | *
6 | - IP-60148 | R-max Polyisocyanurate Foam Board, 2.5lbs/ft3, GRF faced, 2.0 thick, 43 x 120 | 0 | Sub-assembly | Active |  | 1 | 1 |  |  |  | Item | 1 | EA | 100 | 1 | 1 | Date |  |  | 2024-09-30 15:41 |  | * | [6 empty] | 1 |  | 1 | 0 |  | 0 | 17 |  |  | * |  |  | None | *
7 | 35-INSU-RM24312 | R-MAX POLYISOCYANURATE FOAM BOARD, 2.5LBS/FT3, GRF FACED, 2.0” THICK, 43 X 120” | 0 | Purchased Item | Active |  | 1 | 1 |  |  |  | Item | 12 | SFT | 100 | 1 | 12 | Date |  |  | 2024-09-30 15:41 |  | * | [6 empty] | 12 |  | 1 | 15 |  | 0 | 16 |  |  | * |  |  | None | *
6 | - IP-60151 | DALTOFOAM TR 42100- HUNTSMAN, PANEL LAMINATING ADHESIVE | 0 | Sub-assembly | Active |  | 2 | 1 |  |  |  | Item | 1 | EA | 100 | 1 | 1 | Date |  |  | 2024-09-30 15:41 |  | * | [6 empty] | 1 |  | 1 | 0 |  | 0 | 42 |  |  | * |  |  | None | *
7 | 85-ADH-DAL42100 | DALTOFOAM TR 42100- HUNTSMAN, PANEL LAMINATING ADHESIVE | 0 | Purchased Item | Active |  | 1 | 1 |  |  |  | Item | 11.5435 | SFT | 100 | 1 | 11.5435 | Date |  |  | 2024-09-30 15:41 |  | * | [6 empty] | 11.5435 |  | 1 | 40 |  | 0 | 41 |  |  | * |  |  | None | *
6 | - IP-60149 | 20ga GA Brt coil ROBOR | 0 | Sub-assembly | Active |  | 3 | 1 |  |  |  | Item | 1 | EA | 100 | 1 | 1 | Date |  |  | 2024-09-30 15:41 |  | * | [6 empty] | 1 |  | 1 | 0 |  | 0 | 22 |  |  | * |  |  | None | *
7 | 46-PRPCG9020GO | STEEL G90 20GA WIDTH 44.488",EXTERIOR: CLEAR CONDUCTIVE GLOSS ONLY, INTERIOR:EPOXY | 0 | Purchased Item | Active |  | 1 | 1 |  |  |  | Item | 11.5435 | SFT | 100 | 1 | 11.5435 | Date |  |  | 2024-09-30 15:41 |  | * | [6 empty] | 11.5435 |  | 1 | 20 |  | 0 | 21 |  |  | * |  |  | None | *
6 | - IP-60150 | 20ga GA Brt coil ROBOR | 0 | Sub-assembly | Active |  | 4 | 1 |  |  |  | Item | 1 | EA | 100 | 1 | 1 | Date |  |  | 2024-09-30 15:41 |  | * | [6 empty] | 1 |  | 1 | 0 |  | 0 | 22 |  |  | * |  |  | None | *
7 | 46-PRPCG9020GO | STEEL G90 20GA WIDTH 44.488",EXTERIOR: CLEAR CONDUCTIVE GLOSS ONLY, INTERIOR:EPOXY | 0 | Purchased Item | Active |  | 1 | 1 |  |  |  | Item | 11.5435 | SFT | 100 | 1 | 11.5435 | Date |  |  | 2024-09-30 15:41 |  | * | [6 empty] | 11.5435 |  | 1 | 20 |  | 0 | 21 |  |  | * |  |  | None | *
6 | - IP-60152 | SUPRASEC 2026 - HUNTSMAN, PANEL LAMINATING ADHESIVE | 0 | Sub-assembly | Active |  | 5 | 1 |  |  |  | Item | 1 | EA | 100 | 1 | 1 | Date |  |  | 2024-09-30 15:41 |  | * | [6 empty] | 1 |  | 1 | 0 |  | 0 | 27 |  |  | * |  |  | None | *
7 | 85-ADH-SUPR2026 | SUPRASEC 2026 - HUNTSMAN, PANEL LAMINATING ADHESIVE | 0 | Purchased Item | Active |  | 1 | 1 |  |  |  | Item | 11.5435 | SFT | 100 | 1 | 11.5435 | Date |  |  | 2024-09-30 15:41 |  | * | [6 empty] | 11.5435 |  | 1 | 25 |  | 0 | 26 |  |  | * |  |  | None | *
6 | IP-60147_DOC | Foam Panel 2in | 0 | Reference Item - Document Management | Active |  | 99999 | 1 |  |  |  | Item | 1 | EA | 100 | 1 | 1 | Date |  |  | 2024-09-30 15:41 |  | * | [6 empty] | 1 |  | 1 |  |  | 0 | 0 | [5 empty] | None
5 | 75-SCWR-818-34 | SELF DRILLING SCREW 8-18, 3/4" LENGTH, ZINC PLATED PAN HEAD PHILLIPS, PART NO. 94060A197 | 0 | Purchased Item | Active |  | 10 | 1 |  |  |  | Item | 34 | EA | 100 | 1 | 34 | Date |  |  | 2024-09-30 15:41 |  | * | [6 empty] | 34 |  | 1 | 40 |  | 0 | 41 |  |  | * |  |  | None | *
5 | - IP-60154 | 16ga GA Brt coil 60 | 0 | Sub-assembly | Active |  | 12 | 1 |  |  |  | Item | 1 | EA | 100 | 1 | 1 | Date |  |  | 2024-09-30 15:41 |  | * | [6 empty] | 1 |  | 1 | 0 |  | 0 | 17 |  |  | * |  |  | None | *
6 | 45-GALC-0275 | STEEL,GALV,G90,16 GA,60" COIL | 0 | Purchased Item | Active |  | 1 | 1 |  |  |  | Item | 2.0127 | SFT | 100 | 1 | 2.0127 | Date |  |  | 2024-09-30 15:41 |  | * | [6 empty] | 2.0127 |  | 1 | 15 |  | 0 | 16 |  |  | * |  |  | None | *
6 | IP-60154_DOC | 16ga GA Brt coil 60. | B | Reference Item - Document Management | Active |  | 99999 | 1 |  |  |  | Item | 1 | EA | 100 | 1 | 1 | Date |  |  | 2024-09-30 15:41 |  | * | [6 empty] | 1 |  | 1 |  |  | 0 | 0 | [5 empty] | None
5 | - IP-60156 | 16ga GA Brt coil 60 | 0 | Sub-assembly | Active |  | 13 | 1 |  |  |  | Item | 1 | EA | 100 | 1 | 1 | Date |  |  | 2024-09-30 15:41 |  | * | [6 empty] | 1 |  | 1 | 0 |  | 0 | 17 |  |  | * |  |  | None | *
6 | 45-GALC-0275 | STEEL,GALV,G90,16 GA,60" COIL | 0 | Purchased Item | Active |  | 1 | 1 |  |  |  | Item | 2.0127 | SFT | 100 | 1 | 2.0127 | Date |  |  | 2024-09-30 15:41 |  | * | [6 empty] | 2.0127 |  | 1 | 15 |  | 0 | 16 |  |  | * |  |  | None | *
6 | IP-60156_DOC | 16ga GA Jkt coil 60. | C | Reference Item - Document Management | Active |  | 99999 | 1 |  |  |  | Item | 1 | EA | 100 | 1 | 1 | Date |  |  | 2024-09-30 15:41 |  | * | [6 empty] | 1 |  | 1 |  |  | 0 | 0 | [5 empty] | None
5 | 75-SCWH-14-114 | 1/4-14x1 1/4" SELF DRILL S.H.W PL | 0 | Purchased Item | Active |  | 14 | 1 |  |  |  | Item | 8 | EA | 100 | 1 | 8 | Date |  |  | 2024-09-30 15:41 |  | * | [6 empty] | 8 |  | 1 | 20 |  | 0 | 21 |  |  | * |  |  | None | *
5 | - IP-60409 | 16ga GA Brt coil 60 | 0 | Sub-assembly | Active |  | 15 | 1 |  |  |  | Item | 2 | EA | 100 | 1 | 2 | Date |  |  | 2024-09-30 15:41 |  | * | [6 empty] | 2 |  | 1 | 0.064923 |  | 0.064923 | 61.0649 |  |  | * |  |  | None | *
6 | 45-GALC-0275 | STEEL,GALV,G90,16 GA,60" COIL | 0 | Purchased Item | Active |  | 1 | 1 |  |  |  | Item | 0.833 | SFT | 100 | 1 | 1.666 | Date |  |  | 2024-09-30 15:41 |  | * | [6 empty] | 1.666 |  | 1 | 15 |  | 0 | 16 |  |  | * |  |  | None | *
6 | IP-60409_DOC | 16ga GA Brt coil 60. | B | Reference Item - Document Management | Active |  | 99999 | 1 |  |  |  | Item | 1 | EA | 100 | 1 | 2 | Date |  |  | 2024-09-30 15:41 |  | * | [6 empty] | 2 |  | 1 | 60 |  | 0 | 60 | [5 empty] | None
5 | 75-RN-51618U-AL | 5/16-18 UNC RIVET NUT, THREAD CALL OUT: 518, GRIP RANGE: .027-.150, GRIP CALL OUT:150, HOLE SIZE 17/32, HD:.595, HH:.022, L:.690, D:.530, IL:.470, LB: 1.390, ILB:1.175, IATD:.995 | 0 | Purchased Item | Active |  | 17 | 1 |  |  |  | Item | 28 | EA | 100 | 1 | 28 | Date |  |  | 2024-09-30 15:41 |  | * | [6 empty] | 28 |  | 1 | 5 |  | 0 | 6 |  |  | * |  |  | None | *
5 | 75-RIVET-0050 | 304 STAINLESS STEEL - POP RIVET - 1/8" X .188-250" LONG | 0 | Purchased Item | Active |  | 18 | 1 |  |  |  | Item | 38 | EA | 100 | 1 | 38 | Date |  |  | 2024-09-30 15:41 |  | * | [6 empty] | 38 |  | 1 | 20 |  | 0 | 21 |  |  | * |  |  | None | *
4 | 75-RIVET-0050 | 304 STAINLESS STEEL - POP RIVET - 1/8" X .188-250" LONG | 0 | Purchased Item | Active |  | 34 | 1 |  |  |  | Item | 18 | EA | 100 | 1 | 18 | Date |  |  | 2024-09-30 15:41 |  | * | [6 empty] | 18 |  | 1 | 20 |  | 0 | 21 |  |  | * |  |  | None | *
3 | - MCYS06-SMA-68065 | CABINET ROOF ASSY | 0 | Sub-assembly | Active |  | 4 | 1 |  |  |  | Item | 1 | EA | 100 | 1 | 1 | Date |  |  | 2024-09-30 15:41 |  | * | [6 empty] | 1 |  | 1 | 0 |  | 0.064923 | 43 |  |  | * |  |  | None | *
4 | - IP-60401 | 16ga GA Brt coil 60 | 0 | Sub-assembly | Active |  | 1 | 1 |  |  |  | Item | 2 | EA | 100 | 1 | 2 | Date |  |  | 2024-09-30 15:41 |  | * | [6 empty] | 2 |  | 1 | 0.064923 |  | 0.064923 | 17.0649 |  |  | * |  |  | None | *
5 | 45-GALC-0275 | STEEL,GALV,G90,16 GA,60" COIL | 0 | Purchased Item | Active |  | 1 | 1 |  |  |  | Item | 1.621 | SFT | 100 | 1 | 3.242 | Date |  |  | 2024-09-30 15:41 |  | * | [6 empty] | 3.242 |  | 1 | 15 |  | 0 | 16 |  |  | * |  |  | None | *
5 | IP-60401_DOC | 16ga GA Brt coil 60. | B | Reference Item - Document Management | Active |  | 99999 | 1 |  |  |  | Item | 1 | EA | 100 | 1 | 2 | Date |  |  | 2024-09-30 15:41 |  | * | [6 empty] | 2 |  | 1 |  |  | 0 | 0 | [5 empty] | None
4 | - IP-60400 | 16ga GA Brt coil 60 | 0 | Sub-assembly | Active |  | 2 | 1 |  |  |  | Item | 2 | EA | 100 | 1 | 2 | Date |  |  | 2024-09-30 15:41 |  | * | [6 empty] | 2 |  | 1 | 0.064923 |  | 0.064923 | 17.0649 |  |  | * |  |  | None | *
5 | 45-GALC-0275 | STEEL,GALV,G90,16 GA,60" COIL | 0 | Purchased Item | Active |  | 1 | 1 |  |  |  | Item | 1.621 | SFT | 100 | 1 | 3.242 | Date |  |  | 2024-09-30 15:41 |  | * | [6 empty] | 3.242 |  | 1 | 15 |  | 0 | 16 |  |  | * |  |  | None | *
5 | IP-60400_DOC | 16ga GA Brt coil 60. | B | Reference Item - Document Management | Active |  | 99999 | 1 |  |  |  | Item | 1 | EA | 100 | 1 | 2 | Date |  |  | 2024-09-30 15:41 |  | * | [6 empty] | 2 |  | 1 | 5 |  | 0 | 5 | [5 empty] | None
4 | - MCYSC4-SMA-58472 | FOAM PANEL - UPPER ROOF SIDE WALL ASSY 1 | 0 | Sub-assembly | Active |  | 3 | 1 |  |  |  | Item | 1 | EA | 100 | 1 | 1 | Date |  |  | 2024-09-30 15:41 |  | * | [6 empty] | 1 |  | 1 | 0 |  | 0.032462 | 42 |  |  | * |  |  | None | *
5 | - IP-60353 | FOAM PANEL - UPPER ROOF SIDE - CENTRAL - SUB ASSY | 0 | Sub-assembly | Active |  | 1 | 1 |  |  |  | Item | 1 | EA | 100 | 1 | 1 | Date |  |  | 2024-09-30 15:41 |  | * | [6 empty] | 1 |  | 1 | 0 |  | 0.032462 | 23 |  |  | * |  |  | None | *
6 | - IP-58479 | R-max Polyisocyanurate Foam Board, 2.5lbs/ft3, GRF faced, 2.83 - 2.95 ( +/- .060) thick, 43 x 120 | 0 | Sub-assembly | Active |  | 1 | 1 |  |  |  | Item | 1 | EA | 100 | 1 | 1 | Date |  |  | 2024-09-30 15:41 |  | * | [6 empty] | 1 |  | 1 | 0.032462 |  | 0.032462 | 17.0325 |  |  | * |  |  | None | *
7 | 35-INSU-RM34312 | R-MAX POLYISOCYANURATE FOAM BOARD, 2.5LBS/FT3, GRF FACED, 2.83 - 2.95 ( +/- .060)” THICK, 43 X 120” | 0 | Purchased Item | Active |  | 1 | 1 |  |  |  | Item | 47 | SFT | 100 | 1 | 47 | Date |  |  | 2024-09-30 15:41 |  | * | [6 empty] | 47 |  | 1 | 15 |  | 0 | 16 |  |  | * |  |  | None | *
6 | - IP-58480 | 20ga GA Brt coil ROBOR | 0 | Sub-assembly | Active |  | 2 | 1 |  |  |  | Item | 1 | EA | 100 | 1 | 1 | Date |  |  | 2024-09-30 15:41 |  | * | [6 empty] | 1 |  | 1 | 0 |  | 0 | 22 |  |  | * |  |  | None | *
7 | 46-PRPCG9020GO | STEEL G90 20GA WIDTH 44.488",EXTERIOR: CLEAR CONDUCTIVE GLOSS ONLY, INTERIOR:EPOXY | 0 | Purchased Item | Active |  | 1 | 1 |  |  |  | Item | 52.398 | SFT | 100 | 1 | 52.398 | Date |  |  | 2024-09-30 15:41 |  | * | [6 empty] | 52.398 |  | 1 | 20 |  | 0 | 21 |  |  | * |  |  | None | *
6 | - IP-60354 | 20ga GA Jkt coil ROBOR | 0 | Sub-assembly | Active |  | 3 | 1 |  |  |  | Item | 1 | EA | 100 | 1 | 1 | Date |  |  | 2024-09-30 15:41 |  | * | [6 empty] | 1 |  | 1 | 0 |  | 0 | 17 |  |  | * |  |  | None | *
7 | 46-GALC-A620G44 | STEEL,JKT,A60,20GA,44.488" COIL, +/- 0.078" | 0 | Purchased Item | Active |  | 1 | 1 |  |  |  | Item | 55.187 | SFT | 100 | 1 | 55.187 | Date |  |  | 2024-09-30 15:41 |  | * | [6 empty] | 55.187 |  | 1 | 15 |  | 0 | 16 |  |  | * |  |  | None | *
6 | IP-60353_DOC | FOAM PANEL - UPPER ROOF SIDE - CENTRAL - SUB ASSY. | B | Reference Item - Document Management | Active |  | 99999 | 1 |  |  |  | Item | 1 | EA | 100 | 1 | 1 | Date |  |  | 2024-09-30 15:41 |  | * | [6 empty] | 1 |  | 1 |  |  | 0 | 0 | [5 empty] | None
5 | - IP-60363 | FOAM PANEL - UPPER ROOF SIDE - CENTRAL - SUB ASSY | 0 | Sub-assembly | Active |  | 2 | 1 |  |  |  | Item | 1 | EA | 100 | 1 | 1 | Date |  |  | 2024-09-30 15:41 |  | * | [6 empty] | 1 |  | 1 | 0 |  | 0.032462 | 23 |  |  | * |  |  | None | *
6 | - IP-58479 | R-max Polyisocyanurate Foam Board, 2.5lbs/ft3, GRF faced, 2.83 - 2.95 ( +/- .060) thick, 43 x 120 | 0 | Sub-assembly | Active |  | 1 | 1 |  |  |  | Item | 1 | EA | 100 | 1 | 1 | Date |  |  | 2024-09-30 15:41 |  | * | [6 empty] | 1 |  | 1 | 0.032462 |  | 0.032462 | 17.0325 |  |  | * |  |  | None | *
7 | 35-INSU-RM34312 | R-MAX POLYISOCYANURATE FOAM BOARD, 2.5LBS/FT3, GRF FACED, 2.83 - 2.95 ( +/- .060)” THICK, 43 X 120” | 0 | Purchased Item | Active |  | 1 | 1 |  |  |  | Item | 47 | SFT | 100 | 1 | 47 | Date |  |  | 2024-09-30 15:41 |  | * | [6 empty] | 47 |  | 1 | 15 |  | 0 | 16 |  |  | * |  |  | None | *
6 | - IP-58480 | 20ga GA Brt coil ROBOR | 0 | Sub-assembly | Active |  | 2 | 1 |  |  |  | Item | 1 | EA | 100 | 1 | 1 | Date |  |  | 2024-09-30 15:41 |  | * | [6 empty] | 1 |  | 1 | 0 |  | 0 | 22 |  |  | * |  |  | None | *
7 | 46-PRPCG9020GO | STEEL G90 20GA WIDTH 44.488",EXTERIOR: CLEAR CONDUCTIVE GLOSS ONLY, INTERIOR:EPOXY | 0 | Purchased Item | Active |  | 1 | 1 |  |  |  | Item | 52.398 | SFT | 100 | 1 | 52.398 | Date |  |  | 2024-09-30 15:41 |  | * | [6 empty] | 52.398 |  | 1 | 20 |  | 0 | 21 |  |  | * |  |  | None | *
6 | - IP-60364 | 20ga GA Jkt coil ROBOR | 0 | Sub-assembly | Active |  | 3 | 1 |  |  |  | Item | 1 | EA | 100 | 1 | 1 | Date |  |  | 2024-09-30 15:41 |  | * | [6 empty] | 1 |  | 1 | 0 |  | 0 | 17 |  |  | * |  |  | None | *
7 | 46-GALC-A620G44 | STEEL,JKT,A60,20GA,44.488" COIL, +/- 0.078" | 0 | Purchased Item | Active |  | 1 | 1 |  |  |  | Item | 55.187 | SFT | 100 | 1 | 55.187 | Date |  |  | 2024-09-30 15:41 |  | * | [6 empty] | 55.187 |  | 1 | 15 |  | 0 | 16 |  |  | * |  |  | None | *
6 | IP-60363_DOC | FOAM PANEL - UPPER ROOF SIDE - CENTRAL - SUB ASSY | 0 | Reference Item - Document Management | Active |  | 99999 | 1 |  |  |  | Item | 1 | EA | 100 | 1 | 1 | Date |  |  | 2024-09-30 15:41 |  | * | [6 empty] | 1 |  | 1 | 5 |  | 0 | 5 | [5 empty] | None
5 | - IP-60355 | FOAM PANEL - UPPER ROOF SIDE - CENTRAL - SUB ASSY | 0 | Sub-assembly | Active |  | 3 | 1 |  |  |  | Item | 1 | EA | 100 | 1 | 1 | Date |  |  | 2024-09-30 15:41 |  | * | [6 empty] | 1 |  | 1 | 0 |  | 0.032462 | 23 |  |  | * |  |  | None | *
6 | - IP-60356 | 20ga GA Jkt coil ROBOR | 0 | Sub-assembly | Active |  | 1 | 1 |  |  |  | Item | 1 | EA | 100 | 1 | 1 | Date |  |  | 2024-09-30 15:41 |  | * | [6 empty] | 1 |  | 1 | 0 |  | 0 | 17 |  |  | * |  |  | None | *
7 | 46-GALC-A620G44 | STEEL,JKT,A60,20GA,44.488" COIL, +/- 0.078" | 0 | Purchased Item | Active |  | 1 | 1 |  |  |  | Item | 55.187 | SFT | 100 | 1 | 55.187 | Date |  |  | 2024-09-30 15:41 |  | * | [6 empty] | 55.187 |  | 1 | 15 |  | 0 | 16 |  |  | * |  |  | None | *
6 | - IP-58479 | R-max Polyisocyanurate Foam Board, 2.5lbs/ft3, GRF faced, 2.83 - 2.95 ( +/- .060) thick, 43 x 120 | 0 | Sub-assembly | Active |  | 2 | 1 |  |  |  | Item | 1 | EA | 100 | 1 | 1 | Date |  |  | 2024-09-30 15:41 |  | * | [6 empty] | 1 |  | 1 | 0.032462 |  | 0.032462 | 17.0325 |  |  | * |  |  | None | *
7 | 35-INSU-RM34312 | R-MAX POLYISOCYANURATE FOAM BOARD, 2.5LBS/FT3, GRF FACED, 2.83 - 2.95 ( +/- .060)” THICK, 43 X 120” | 0 | Purchased Item | Active |  | 1 | 1 |  |  |  | Item | 47 | SFT | 100 | 1 | 47 | Date |  |  | 2024-09-30 15:41 |  | * | [6 empty] | 47 |  | 1 | 15 |  | 0 | 16 |  |  | * |  |  | None | *
6 | - IP-58480 | 20ga GA Brt coil ROBOR | 0 | Sub-assembly | Active |  | 3 | 1 |  |  |  | Item | 1 | EA | 100 | 1 | 1 | Date |  |  | 2024-09-30 15:41 |  | * | [6 empty] | 1 |  | 1 | 0 |  | 0 | 22 |  |  | * |  |  | None | *
7 | 46-PRPCG9020GO | STEEL G90 20GA WIDTH 44.488",EXTERIOR: CLEAR CONDUCTIVE GLOSS ONLY, INTERIOR:EPOXY | 0 | Purchased Item | Active |  | 1 | 1 |  |  |  | Item | 52.398 | SFT | 100 | 1 | 52.398 | Date |  |  | 2024-09-30 15:41 |  | * | [6 empty] | 52.398 |  | 1 | 20 |  | 0 | 21 |  |  | * |  |  | None | *
6 | IP-60355_DOC | FOAM PANEL - UPPER ROOF SIDE - CENTRAL - SUB ASSY | 0 | Reference Item - Document Management | Active |  | 99999 | 1 |  |  |  | Item | 1 | EA | 100 | 1 | 1 | Date |  |  | 2024-09-30 15:41 |  | * | [6 empty] | 1 |  | 1 |  |  | 0 | 0 | [5 empty] | None
5 | - IP-60359 | FOAM PANEL - UPPER ROOF SIDE - CENTRAL - SUB ASSY | 0 | Sub-assembly | Active |  | 4 | 1 |  |  |  | Item | 1 | EA | 100 | 1 | 1 | Date |  |  | 2024-09-30 15:41 |  | * | [6 empty] | 1 |  | 1 | 0 |  | 0.032462 | 23 |  |  | * |  |  | None | *
6 | - IP-58479 | R-max Polyisocyanurate Foam Board, 2.5lbs/ft3, GRF faced, 2.83 - 2.95 ( +/- .060) thick, 43 x 120 | 0 | Sub-assembly | Active |  | 1 | 1 |  |  |  | Item | 1 | EA | 100 | 1 | 1 | Date |  |  | 2024-09-30 15:41 |  | * | [6 empty] | 1 |  | 1 | 0.032462 |  | 0.032462 | 17.0325 |  |  | * |  |  | None | *
7 | 35-INSU-RM34312 | R-MAX POLYISOCYANURATE FOAM BOARD, 2.5LBS/FT3, GRF FACED, 2.83 - 2.95 ( +/- .060)” THICK, 43 X 120” | 0 | Purchased Item | Active |  | 1 | 1 |  |  |  | Item | 47 | SFT | 100 | 1 | 47 | Date |  |  | 2024-09-30 15:41 |  | * | [6 empty] | 47 |  | 1 | 15 |  | 0 | 16 |  |  | * |  |  | None | *
6 | - IP-58480 | 20ga GA Brt coil ROBOR | 0 | Sub-assembly | Active |  | 2 | 1 |  |  |  | Item | 1 | EA | 100 | 1 | 1 | Date |  |  | 2024-09-30 15:41 |  | * | [6 empty] | 1 |  | 1 | 0 |  | 0 | 22 |  |  | * |  |  | None | *
7 | 46-PRPCG9020GO | STEEL G90 20GA WIDTH 44.488",EXTERIOR: CLEAR CONDUCTIVE GLOSS ONLY, INTERIOR:EPOXY | 0 | Purchased Item | Active |  | 1 | 1 |  |  |  | Item | 52.398 | SFT | 100 | 1 | 52.398 | Date |  |  | 2024-09-30 15:41 |  | * | [6 empty] | 52.398 |  | 1 | 20 |  | 0 | 21 |  |  | * |  |  | None | *
6 | - IP-60360 | 20ga GA Jkt coil ROBOR | 0 | Sub-assembly | Active |  | 3 | 1 |  |  |  | Item | 1 | EA | 100 | 1 | 1 | Date |  |  | 2024-09-30 15:41 |  | * | [6 empty] | 1 |  | 1 | 0 |  | 0 | 17 |  |  | * |  |  | None | *
7 | 46-GALC-A620G44 | STEEL,JKT,A60,20GA,44.488" COIL, +/- 0.078" | 0 | Purchased Item | Active |  | 1 | 1 |  |  |  | Item | 55.187 | SFT | 100 | 1 | 55.187 | Date |  |  | 2024-09-30 15:41 |  | * | [6 empty] | 55.187 |  | 1 | 15 |  | 0 | 16 |  |  | * |  |  | None | *
6 | IP-60359_DOC | FOAM PANEL - UPPER ROOF SIDE - CENTRAL - SUB ASSY | 0 | Reference Item - Document Management | Active |  | 99999 | 1 |  |  |  | Item | 1 | EA | 100 | 1 | 1 | Date |  |  | 2024-09-30 15:41 |  | * | [6 empty] | 1 |  | 1 |  |  | 0 | 0 | [5 empty] | None
5 | - IP-60361 | FOAM PANEL - UPPER ROOF SIDE - CENTRAL - SUB ASSY | 0 | Sub-assembly | Active |  | 5 | 1 |  |  |  | Item | 1 | EA | 100 | 1 | 1 | Date |  |  | 2024-09-30 15:41 |  | * | [6 empty] | 1 |  | 1 | 0 |  | 0.032462 | 23 |  |  | * |  |  | None | *
6 | - IP-58479 | R-max Polyisocyanurate Foam Board, 2.5lbs/ft3, GRF faced, 2.83 - 2.95 ( +/- .060) thick, 43 x 120 | 0 | Sub-assembly | Active |  | 1 | 1 |  |  |  | Item | 1 | EA | 100 | 1 | 1 | Date |  |  | 2024-09-30 15:41 |  | * | [6 empty] | 1 |  | 1 | 0.032462 |  | 0.032462 | 17.0325 |  |  | * |  |  | None | *
7 | 35-INSU-RM34312 | R-MAX POLYISOCYANURATE FOAM BOARD, 2.5LBS/FT3, GRF FACED, 2.83 - 2.95 ( +/- .060)” THICK, 43 X 120” | 0 | Purchased Item | Active |  | 1 | 1 |  |  |  | Item | 47 | SFT | 100 | 1 | 47 | Date |  |  | 2024-09-30 15:41 |  | * | [6 empty] | 47 |  | 1 | 15 |  | 0 | 16 |  |  | * |  |  | None | *
6 | - IP-60362 | 20ga GA Jkt coil ROBOR | 0 | Sub-assembly | Active |  | 2 | 1 |  |  |  | Item | 1 | EA | 100 | 1 | 1 | Date |  |  | 2024-09-30 15:41 |  | * | [6 empty] | 1 |  | 1 | 0 |  | 0 | 17 |  |  | * |  |  | None | *
7 | 46-GALC-A620G44 | STEEL,JKT,A60,20GA,44.488" COIL, +/- 0.078" | 0 | Purchased Item | Active |  | 1 | 1 |  |  |  | Item | 55.187 | SFT | 100 | 1 | 55.187 | Date |  |  | 2024-09-30 15:41 |  | * | [6 empty] | 55.187 |  | 1 | 15 |  | 0 | 16 |  |  | * |  |  | None | *
6 | - IP-58480 | 20ga GA Brt coil ROBOR | 0 | Sub-assembly | Active |  | 3 | 1 |  |  |  | Item | 1 | EA | 100 | 1 | 1 | Date |  |  | 2024-09-30 15:41 |  | * | [6 empty] | 1 |  | 1 | 0 |  | 0 | 22 |  |  | * |  |  | None | *
7 | 46-PRPCG9020GO | STEEL G90 20GA WIDTH 44.488",EXTERIOR: CLEAR CONDUCTIVE GLOSS ONLY, INTERIOR:EPOXY | 0 | Purchased Item | Active |  | 1 | 1 |  |  |  | Item | 52.398 | SFT | 100 | 1 | 52.398 | Date |  |  | 2024-09-30 15:41 |  | * | [6 empty] | 52.398 |  | 1 | 20 |  | 0 | 21 |  |  | * |  |  | None | *
6 | IP-60361_DOC | FOAM PANEL - UPPER ROOF SIDE - CENTRAL - SUB ASSY | 0 | Reference Item - Document Management | Active |  | 99999 | 1 |  |  |  | Item | 1 | EA | 100 | 1 | 1 | Date |  |  | 2024-09-30 15:41 |  | * | [6 empty] | 1 |  | 1 | 5 |  | 0 | 5 | [5 empty] | None
5 | - IP-60357 | FOAM PANEL - UPPER ROOF SIDE - CENTRAL - SUB ASSY | 0 | Sub-assembly | Active |  | 6 | 1 |  |  |  | Item | 1 | EA | 100 | 1 | 1 | Date |  |  | 2024-09-30 15:41 |  | * | [6 empty] | 1 |  | 1 | 0 |  | 0.032462 | 23 |  |  | * |  |  | None | *
6 | - IP-58479 | R-max Polyisocyanurate Foam Board, 2.5lbs/ft3, GRF faced, 2.83 - 2.95 ( +/- .060) thick, 43 x 120 | 0 | Sub-assembly | Active |  | 1 | 1 |  |  |  | Item | 1 | EA | 100 | 1 | 1 | Date |  |  | 2024-09-30 15:41 |  | * | [6 empty] | 1 |  | 1 | 0.032462 |  | 0.032462 | 17.0325 |  |  | * |  |  | None | *
7 | 35-INSU-RM34312 | R-MAX POLYISOCYANURATE FOAM BOARD, 2.5LBS/FT3, GRF FACED, 2.83 - 2.95 ( +/- .060)” THICK, 43 X 120” | 0 | Purchased Item | Active |  | 1 | 1 |  |  |  | Item | 47 | SFT | 100 | 1 | 47 | Date |  |  | 2024-09-30 15:41 |  | * | [6 empty] | 47 |  | 1 | 15 |  | 0 | 16 |  |  | * |  |  | None | *
6 | - IP-58480 | 20ga GA Brt coil ROBOR | 0 | Sub-assembly | Active |  | 2 | 1 |  |  |  | Item | 1 | EA | 100 | 1 | 1 | Date |  |  | 2024-09-30 15:41 |  | * | [6 empty] | 1 |  | 1 | 0 |  | 0 | 22 |  |  | * |  |  | None | *
7 | 46-PRPCG9020GO | STEEL G90 20GA WIDTH 44.488",EXTERIOR: CLEAR CONDUCTIVE GLOSS ONLY, INTERIOR:EPOXY | 0 | Purchased Item | Active |  | 1 | 1 |  |  |  | Item | 52.398 | SFT | 100 | 1 | 52.398 | Date |  |  | 2024-09-30 15:41 |  | * | [6 empty] | 52.398 |  | 1 | 20 |  | 0 | 21 |  |  | * |  |  | None | *
6 | - IP-60358 | 20ga GA Jkt coil ROBOR | 0 | Sub-assembly | Active |  | 3 | 1 |  |  |  | Item | 1 | EA | 100 | 1 | 1 | Date |  |  | 2024-09-30 15:41 |  | * | [6 empty] | 1 |  | 1 | 0 |  | 0 | 17 |  |  | * |  |  | None | *
7 | 46-GALC-A620G44 | STEEL,JKT,A60,20GA,44.488" COIL, +/- 0.078" | 0 | Purchased Item | Active |  | 1 | 1 |  |  |  | Item | 55.187 | SFT | 100 | 1 | 55.187 | Date |  |  | 2024-09-30 15:41 |  | * | [6 empty] | 55.187 |  | 1 | 15 |  | 0 | 16 |  |  | * |  |  | None | *
6 | IP-60357_DOC | FOAM PANEL - UPPER ROOF SIDE - CENTRAL - SUB ASSY. | B | Reference Item - Document Management | Active |  | 99999 | 1 |  |  |  | Item | 1 | EA | 100 | 1 | 1 | Date |  |  | 2024-09-30 15:41 |  | * | [6 empty] | 1 |  | 1 |  |  | 0 | 0 | [5 empty] | None
5 | - IP-60351 | FOAM PANEL - UPPER ROOF SIDE - CENTRAL - SUB ASSY | 0 | Sub-assembly | Active |  | 8 | 1 |  |  |  | Item | 1 | EA | 100 | 1 | 1 | Date |  |  | 2024-09-30 15:41 |  | * | [6 empty] | 1 |  | 1 | 0 |  | 0.032462 | 23 |  |  | * |  |  | None | *
6 | - IP-58479 | R-max Polyisocyanurate Foam Board, 2.5lbs/ft3, GRF faced, 2.83 - 2.95 ( +/- .060) thick, 43 x 120 | 0 | Sub-assembly | Active |  | 1 | 1 |  |  |  | Item | 1 | EA | 100 | 1 | 1 | Date |  |  | 2024-09-30 15:41 |  | * | [6 empty] | 1 |  | 1 | 0.032462 |  | 0.032462 | 17.0325 |  |  | * |  |  | None | *
7 | 35-INSU-RM34312 | R-MAX POLYISOCYANURATE FOAM BOARD, 2.5LBS/FT3, GRF FACED, 2.83 - 2.95 ( +/- .060)” THICK, 43 X 120” | 0 | Purchased Item | Active |  | 1 | 1 |  |  |  | Item | 47 | SFT | 100 | 1 | 47 | Date |  |  | 2024-09-30 15:41 |  | * | [6 empty] | 47 |  | 1 | 15 |  | 0 | 16 |  |  | * |  |  | None | *
6 | - IP-58480 | 20ga GA Brt coil ROBOR | 0 | Sub-assembly | Active |  | 2 | 1 |  |  |  | Item | 1 | EA | 100 | 1 | 1 | Date |  |  | 2024-09-30 15:41 |  | * | [6 empty] | 1 |  | 1 | 0 |  | 0 | 22 |  |  | * |  |  | None | *
7 | 46-PRPCG9020GO | STEEL G90 20GA WIDTH 44.488",EXTERIOR: CLEAR CONDUCTIVE GLOSS ONLY, INTERIOR:EPOXY | 0 | Purchased Item | Active |  | 1 | 1 |  |  |  | Item | 52.398 | SFT | 100 | 1 | 52.398 | Date |  |  | 2024-09-30 15:41 |  | * | [6 empty] | 52.398 |  | 1 | 20 |  | 0 | 21 |  |  | * |  |  | None | *
6 | - IP-60352 | 20ga GA Jkt coil ROBOR | 0 | Sub-assembly | Active |  | 3 | 1 |  |  |  | Item | 1 | EA | 100 | 1 | 1 | Date |  |  | 2024-09-30 15:41 |  | * | [6 empty] | 1 |  | 1 | 0 |  | 0 | 17 |  |  | * |  |  | None | *
7 | 46-GALC-A620G44 | STEEL,JKT,A60,20GA,44.488" COIL, +/- 0.078" | 0 | Purchased Item | Active |  | 1 | 1 |  |  |  | Item | 55.187 | SFT | 100 | 1 | 55.187 | Date |  |  | 2024-09-30 15:41 |  | * | [6 empty] | 55.187 |  | 1 | 15 |  | 0 | 16 |  |  | * |  |  | None | *
6 | IP-60351_DOC | FOAM PANEL - UPPER ROOF SIDE - CENTRAL - SUB ASSY | 0 | Reference Item - Document Management | Active |  | 99999 | 1 |  |  |  | Item | 1 | EA | 100 | 1 | 1 | Date |  |  | 2024-09-30 15:41 |  | * | [6 empty] | 1 |  | 1 |  |  | 0 | 0 | [5 empty] | None
5 | - IP-58473 | FOAM PANEL - UPPER ROOF SIDE - LH 1 - SUB ASSY | 0 | Sub-assembly | Active |  | 9 | 1 |  |  |  | Item | 1 | EA | 100 | 1 | 1 | Date |  |  | 2024-09-30 15:41 |  | * | [6 empty] | 1 |  | 1 | 0 |  | 0 | 31 |  |  | * |  |  | None | *
6 | - IP-58475 | R-max Polyisocyanurate Foam Board, 2.5lbs/ft3, GRF faced, 2.83 - 2.95 ( +/- .060) thick, 43 x 120 | 0 | Sub-assembly | Active |  | 1 | 1 |  |  |  | Item | 1 | EA | 100 | 1 | 1 | Date |  |  | 2024-09-30 15:41 |  | * | [6 empty] | 1 |  | 1 | 0 |  | 0 | 17 |  |  | * |  |  | None | *
7 | 35-INSU-RM34312 | R-MAX POLYISOCYANURATE FOAM BOARD, 2.5LBS/FT3, GRF FACED, 2.83 - 2.95 ( +/- .060)” THICK, 43 X 120” | 0 | Purchased Item | Active |  | 1 | 1 |  |  |  | Item | 46 | SFT | 100 | 1 | 46 | Date |  |  | 2024-09-30 15:41 |  | * | [6 empty] | 46 |  | 1 | 15 |  | 0 | 16 |  |  | * |  |  | None | *
6 | - IP-58476 | 20ga GA Brt coil ROBOR | 0 | Sub-assembly | Active |  | 2 | 1 |  |  |  | Item | 1 | EA | 100 | 1 | 1 | Date |  |  | 2024-09-30 15:41 |  | * | [6 empty] | 1 |  | 1 | 0 |  | 0 | 22 |  |  | * |  |  | None | *
7 | 46-PRPCG9020GO | STEEL G90 20GA WIDTH 44.488",EXTERIOR: CLEAR CONDUCTIVE GLOSS ONLY, INTERIOR:EPOXY | 0 | Purchased Item | Active |  | 1 | 1 |  |  |  | Item | 47.103 | SFT | 100 | 1 | 47.103 | Date |  |  | 2024-09-30 15:41 |  | * | [6 empty] | 47.103 |  | 1 | 20 |  | 0 | 21 |  |  | * |  |  | None | *
6 | - IP-58474 | 20ga GA Jkt coil ROBOR | 0 | Sub-assembly | Active |  | 3 | 1 |  |  |  | Item | 1 | EA | 100 | 1 | 1 | Date |  |  | 2024-09-30 15:41 |  | * | [6 empty] | 1 |  | 1 | 0 |  | 0 | 17 |  |  | * |  |  | None | *
7 | 46-GALC-A620G44 | STEEL,JKT,A60,20GA,44.488" COIL, +/- 0.078" | 0 | Purchased Item | Active |  | 1 | 1 |  |  |  | Item | 50.889 | SFT | 100 | 1 | 50.889 | Date |  |  | 2024-09-30 15:41 |  | * | [6 empty] | 50.889 |  | 1 | 15 |  | 0 | 16 |  |  | * |  |  | None | *
6 | IP-58473_DOC | FOAM PANEL - UPPER ROOF SIDE - LH 1 - SUB ASSY | 0 | Reference Item - Document Management | Active |  | 99999 | 1 |  |  |  | Item | 1 | EA | 100 | 1 | 1 | Date |  |  | 2024-09-30 15:41 |  | * | [6 empty] | 1 |  | 1 | 30 |  | 0 | 30 | [5 empty] | None
5 | - IP-60365 | FOAM PANEL - UPPER ROOF SIDE - CENTRAL - SUB ASSY | 0 | Sub-assembly | Active |  | 10 | 1 |  |  |  | Item | 1 | EA | 100 | 1 | 1 | Date |  |  | 2024-09-30 15:41 |  | * | [6 empty] | 1 |  | 1 | 0 |  | 0.032462 | 23 |  |  | * |  |  | None | *
6 | - IP-58479 | R-max Polyisocyanurate Foam Board, 2.5lbs/ft3, GRF faced, 2.83 - 2.95 ( +/- .060) thick, 43 x 120 | 0 | Sub-assembly | Active |  | 1 | 1 |  |  |  | Item | 1 | EA | 100 | 1 | 1 | Date |  |  | 2024-09-30 15:41 |  | * | [6 empty] | 1 |  | 1 | 0.032462 |  | 0.032462 | 17.0325 |  |  | * |  |  | None | *
7 | 35-INSU-RM34312 | R-MAX POLYISOCYANURATE FOAM BOARD, 2.5LBS/FT3, GRF FACED, 2.83 - 2.95 ( +/- .060)” THICK, 43 X 120” | 0 | Purchased Item | Active |  | 1 | 1 |  |  |  | Item | 47 | SFT | 100 | 1 | 47 | Date |  |  | 2024-09-30 15:41 |  | * | [6 empty] | 47 |  | 1 | 15 |  | 0 | 16 |  |  | * |  |  | None | *
6 | - IP-58480 | 20ga GA Brt coil ROBOR | 0 | Sub-assembly | Active |  | 2 | 1 |  |  |  | Item | 1 | EA | 100 | 1 | 1 | Date |  |  | 2024-09-30 15:41 |  | * | [6 empty] | 1 |  | 1 | 0 |  | 0 | 22 |  |  | * |  |  | None | *
7 | 46-PRPCG9020GO | STEEL G90 20GA WIDTH 44.488",EXTERIOR: CLEAR CONDUCTIVE GLOSS ONLY, INTERIOR:EPOXY | 0 | Purchased Item | Active |  | 1 | 1 |  |  |  | Item | 52.398 | SFT | 100 | 1 | 52.398 | Date |  |  | 2024-09-30 15:41 |  | * | [6 empty] | 52.398 |  | 1 | 20 |  | 0 | 21 |  |  | * |  |  | None | *
6 | - IP-60366 | 20ga GA Jkt coil ROBOR | 0 | Sub-assembly | Active |  | 3 | 1 |  |  |  | Item | 1 | EA | 100 | 1 | 1 | Date |  |  | 2024-09-30 15:41 |  | * | [6 empty] | 1 |  | 1 | 0 |  | 0 | 17 |  |  | * |  |  | None | *
7 | 46-GALC-A620G44 | STEEL,JKT,A60,20GA,44.488" COIL, +/- 0.078" | 0 | Purchased Item | Active |  | 1 | 1 |  |  |  | Item | 55.187 | SFT | 100 | 1 | 55.187 | Date |  |  | 2024-09-30 15:41 |  | * | [6 empty] | 55.187 |  | 1 | 15 |  | 0 | 16 |  |  | * |  |  | None | *
6 | IP-60365_DOC | FOAM PANEL - UPPER ROOF SIDE - CENTRAL - SUB ASSY | 0 | Reference Item - Document Management | Active |  | 99999 | 1 |  |  |  | Item | 1 | EA | 100 | 1 | 1 | Date |  |  | 2024-09-30 15:41 |  | * | [6 empty] | 1 |  | 1 |  |  | 0 | 0 | [5 empty] | None
5 | - IP-58481 | FOAM PANEL - UPPER ROOF SIDE - RH 1 - SUB ASSY | 0 | Sub-assembly | Active |  | 11 | 1 |  |  |  | Item | 1 | EA | 100 | 1 | 1 | Date |  |  | 2024-09-30 15:41 |  | * | [6 empty] | 1 |  | 1 | 0 |  | 0 | 23 |  |  | * |  |  | None | *
6 | - IP-58483 | R-max Polyisocyanurate Foam Board, 2.5lbs/ft3, GRF faced, 2.83 - 2.95 ( +/- .060) thick, 43 x 120 | 0 | Sub-assembly | Active |  | 1 | 1 |  |  |  | Item | 1 | EA | 100 | 1 | 1 | Date |  |  | 2024-09-30 15:41 |  | * | [6 empty] | 1 |  | 1 | 0 |  | 0 | 17 |  |  | * |  |  | None | *
7 | 35-INSU-RM34312 | R-MAX POLYISOCYANURATE FOAM BOARD, 2.5LBS/FT3, GRF FACED, 2.83 - 2.95 ( +/- .060)” THICK, 43 X 120” | 0 | Purchased Item | Active |  | 1 | 1 |  |  |  | Item | 20 | SFT | 100 | 1 | 20 | Date |  |  | 2024-09-30 15:41 |  | * | [6 empty] | 20 |  | 1 | 15 |  | 0 | 16 |  |  | * |  |  | None | *
6 | - IP-58484 | 20ga GA Brt coil ROBOR | 0 | Sub-assembly | Active |  | 2 | 1 |  |  |  | Item | 1 | EA | 100 | 1 | 1 | Date |  |  | 2024-09-30 15:41 |  | * | [6 empty] | 1 |  | 1 | 0 |  | 0 | 22 |  |  | * |  |  | None | *
7 | 46-PRPCG9020GO | STEEL G90 20GA WIDTH 44.488",EXTERIOR: CLEAR CONDUCTIVE GLOSS ONLY, INTERIOR:EPOXY | 0 | Purchased Item | Active |  | 1 | 1 |  |  |  | Item | 21.629 | SFT | 100 | 1 | 21.629 | Date |  |  | 2024-09-30 15:41 |  | * | [6 empty] | 21.629 |  | 1 | 20 |  | 0 | 21 |  |  | * |  |  | None | *
6 | - IP-58482 | 20ga GA Jkt coil ROBOR | 0 | Sub-assembly | Active |  | 3 | 1 |  |  |  | Item | 1 | EA | 100 | 1 | 1 | Date |  |  | 2024-09-30 15:41 |  | * | [6 empty] | 1 |  | 1 | 0 |  | 0 | 17 |  |  | * |  |  | None | *
7 | 46-GALC-A620G44 | STEEL,JKT,A60,20GA,44.488" COIL, +/- 0.078" | 0 | Purchased Item | Active |  | 1 | 1 |  |  |  | Item | 27.255 | SFT | 100 | 1 | 27.255 | Date |  |  | 2024-09-30 15:41 |  | * | [6 empty] | 27.255 |  | 1 | 15 |  | 0 | 16 |  |  | * |  |  | None | *
6 | IP-58481_DOC | FOAM PANEL - UPPER ROOF SIDE - RH 1 - SUB ASSY | 0 | Reference Item - Document Management | Active |  | 99999 | 1 |  |  |  | Item | 1 | EA | 100 | 1 | 1 | Date |  |  | 2024-09-30 15:41 |  | * | [6 empty] | 1 |  | 1 |  |  | 0 | 0 | [5 empty] | None
5 | - IP-58477 | FOAM PANEL - UPPER ROOF SIDE - CENTRAL - SUB ASSY | 0 | Sub-assembly | Active |  | 12 | 1 |  |  |  | Item | 1 | EA | 100 | 1 | 1 | Date |  |  | 2024-09-30 15:41 |  | * | [6 empty] | 1 |  | 1 | 0 |  | 0.032462 | 23 |  |  | * |  |  | None | *
6 | - IP-58479 | R-max Polyisocyanurate Foam Board, 2.5lbs/ft3, GRF faced, 2.83 - 2.95 ( +/- .060) thick, 43 x 120 | 0 | Sub-assembly | Active |  | 1 | 1 |  |  |  | Item | 1 | EA | 100 | 1 | 1 | Date |  |  | 2024-09-30 15:41 |  | * | [6 empty] | 1 |  | 1 | 0.032462 |  | 0.032462 | 17.0325 |  |  | * |  |  | None | *
7 | 35-INSU-RM34312 | R-MAX POLYISOCYANURATE FOAM BOARD, 2.5LBS/FT3, GRF FACED, 2.83 - 2.95 ( +/- .060)” THICK, 43 X 120” | 0 | Purchased Item | Active |  | 1 | 1 |  |  |  | Item | 47 | SFT | 100 | 1 | 47 | Date |  |  | 2024-09-30 15:41 |  | * | [6 empty] | 47 |  | 1 | 15 |  | 0 | 16 |  |  | * |  |  | None | *
6 | - IP-58480 | 20ga GA Brt coil ROBOR | 0 | Sub-assembly | Active |  | 2 | 1 |  |  |  | Item | 1 | EA | 100 | 1 | 1 | Date |  |  | 2024-09-30 15:41 |  | * | [6 empty] | 1 |  | 1 | 0 |  | 0 | 22 |  |  | * |  |  | None | *
7 | 46-PRPCG9020GO | STEEL G90 20GA WIDTH 44.488",EXTERIOR: CLEAR CONDUCTIVE GLOSS ONLY, INTERIOR:EPOXY | 0 | Purchased Item | Active |  | 1 | 1 |  |  |  | Item | 52.398 | SFT | 100 | 1 | 52.398 | Date |  |  | 2024-09-30 15:41 |  | * | [6 empty] | 52.398 |  | 1 | 20 |  | 0 | 21 |  |  | * |  |  | None | *
6 | - IP-58478 | 20ga GA Jkt coil ROBOR | 0 | Sub-assembly | Active |  | 3 | 1 |  |  |  | Item | 1 | EA | 100 | 1 | 1 | Date |  |  | 2024-09-30 15:41 |  | * | [6 empty] | 1 |  | 1 | 0 |  | 0 | 17 |  |  | * |  |  | None | *
7 | 46-GALC-A620G44 | STEEL,JKT,A60,20GA,44.488" COIL, +/- 0.078" | 0 | Purchased Item | Active |  | 1 | 1 |  |  |  | Item | 55.187 | SFT | 100 | 1 | 55.187 | Date |  |  | 2024-09-30 15:41 |  | * | [6 empty] | 55.187 |  | 1 | 15 |  | 0 | 16 |  |  | * |  |  | None | *
6 | IP-58477_DOC | FOAM PANEL - UPPER ROOF SIDE - CENTRAL - SUB ASSY | 0 | Reference Item - Document Management | Active |  | 99999 | 1 |  |  |  | Item | 1 | EA | 100 | 1 | 1 | Date |  |  | 2024-09-30 15:41 |  | * | [6 empty] | 1 |  | 1 |  |  | 0 | 0 | [5 empty] | None
5 | 75-BH-14201-P | 1/4-20x1 HEX/BOLT PLT G5 | 0 | Purchased Item | Active |  | 13 | 1 |  |  |  | Item | 242 | EA | 100 | 1 | 242 | Date |  |  | 2024-09-30 15:41 |  | * | [6 empty] | 242 |  | 1 | 10 |  | 0 | 11 |  |  | * |  |  | None | *
5 | - IP-60349 | FOAM PANEL - UPPER ROOF SIDE - CENTRAL - SUB ASSY | 0 | Sub-assembly | Active |  | 14 | 1 |  |  |  | Item | 1 | EA | 100 | 1 | 1 | Date |  |  | 2024-09-30 15:41 |  | * | [6 empty] | 1 |  | 1 | 0 |  | 0.032462 | 23 |  |  | * |  |  | None | *
6 | - IP-58479 | R-max Polyisocyanurate Foam Board, 2.5lbs/ft3, GRF faced, 2.83 - 2.95 ( +/- .060) thick, 43 x 120 | 0 | Sub-assembly | Active |  | 1 | 1 |  |  |  | Item | 1 | EA | 100 | 1 | 1 | Date |  |  | 2024-09-30 15:41 |  | * | [6 empty] | 1 |  | 1 | 0.032462 |  | 0.032462 | 17.0325 |  |  | * |  |  | None | *
7 | 35-INSU-RM34312 | R-MAX POLYISOCYANURATE FOAM BOARD, 2.5LBS/FT3, GRF FACED, 2.83 - 2.95 ( +/- .060)” THICK, 43 X 120” | 0 | Purchased Item | Active |  | 1 | 1 |  |  |  | Item | 47 | SFT | 100 | 1 | 47 | Date |  |  | 2024-09-30 15:41 |  | * | [6 empty] | 47 |  | 1 | 15 |  | 0 | 16 |  |  | * |  |  | None | *
6 | - IP-58480 | 20ga GA Brt coil ROBOR | 0 | Sub-assembly | Active |  | 2 | 1 |  |  |  | Item | 1 | EA | 100 | 1 | 1 | Date |  |  | 2024-09-30 15:41 |  | * | [6 empty] | 1 |  | 1 | 0 |  | 0 | 22 |  |  | * |  |  | None | *
7 | 46-PRPCG9020GO | STEEL G90 20GA WIDTH 44.488",EXTERIOR: CLEAR CONDUCTIVE GLOSS ONLY, INTERIOR:EPOXY | 0 | Purchased Item | Active |  | 1 | 1 |  |  |  | Item | 52.398 | SFT | 100 | 1 | 52.398 | Date |  |  | 2024-09-30 15:41 |  | * | [6 empty] | 52.398 |  | 1 | 20 |  | 0 | 21 |  |  | * |  |  | None | *
6 | - IP-60350 | 20ga GA Jkt coil ROBOR | 0 | Sub-assembly | Active |  | 3 | 1 |  |  |  | Item | 1 | EA | 100 | 1 | 1 | Date |  |  | 2024-09-30 15:41 |  | * | [6 empty] | 1 |  | 1 | 0 |  | 0 | 17 |  |  | * |  |  | None | *
7 | 46-GALC-A620G44 | STEEL,JKT,A60,20GA,44.488" COIL, +/- 0.078" | 0 | Purchased Item | Active |  | 1 | 1 |  |  |  | Item | 55.187 | SFT | 100 | 1 | 55.187 | Date |  |  | 2024-09-30 15:41 |  | * | [6 empty] | 55.187 |  | 1 | 15 |  | 0 | 16 |  |  | * |  |  | None | *
6 | IP-60349_DOC | FOAM PANEL - UPPER ROOF SIDE - CENTRAL - SUB ASSY | 0 | Reference Item - Document Management | Active |  | 99999 | 1 |  |  |  | Item | 1 | EA | 100 | 1 | 1 | Date |  |  | 2024-09-30 15:41 |  | * | [6 empty] | 1 |  | 1 | 5 |  | 0 | 5 | [5 empty] | None
5 | 75-W-14-BN1458 | ZINC PLATED-NEOPRENE WASHER-9/32"ID - 5/8"OD | 0 | Purchased Item | Active |  | 15 | 1 |  |  |  | Item | 484 | EA | 100 | 1 | 484 | Date |  |  | 2024-09-30 15:41 |  | * | [6 empty] | 484 |  | 1 | 40 |  | 0 | 41 |  |  | * |  |  | None | *
5 | 75-NH-1420-P | ZINC PLATED-COURSE THREADS-HEX NUT-1/4" -20 THREADS PER INCH | 0 | Purchased Item | Active |  | 16 | 1 |  |  |  | Item | 242 | EA | 100 | 1 | 242 | Date |  |  | 2024-09-30 15:41 |  | * | [6 empty] | 242 |  | 1 | 35 |  | 0 | 36 |  |  | * |  |  | None | *
4 | 75-SCWR-818-34 | SELF DRILLING SCREW 8-18, 3/4" LENGTH, ZINC PLATED PAN HEAD PHILLIPS, PART NO. 94060A197 | 0 | Purchased Item | Active |  | 4 | 1 |  |  |  | Item | 334 | EA | 100 | 1 | 334 | Date |  |  | 2024-09-30 15:41 |  | * | [6 empty] | 334 |  | 1 | 40 |  | 0 | 41 |  |  | * |  |  | None | *
4 | 75-W-14-BN1458 | ZINC PLATED-NEOPRENE WASHER-9/32"ID - 5/8"OD | 0 | Purchased Item | Active |  | 5 | 1 |  |  |  | Item | 160 | EA | 100 | 1 | 160 | Date |  |  | 2024-09-30 15:41 |  | * | [6 empty] | 160 |  | 1 | 40 |  | 0 | 41 |  |  | * |  |  | None | *
4 | 75-WN-1420-P | 1/4-20-SERR FLNG NUT PLTD | 0 | Purchased Item | Active |  | 6 | 1 |  |  |  | Item | 160 | EA | 100 | 1 | 160 | Date |  |  | 2024-09-30 15:41 |  | * | [6 empty] | 160 |  | 1 | 30 |  | 0 | 31 |  |  | * |  |  | None | *
4 | - IP-59105 | 16ga GA Brt coil 60 | 0 | Sub-assembly | Active |  | 8 | 1 |  |  |  | Item | 2 | EA | 100 | 1 | 2 | Date |  |  | 2024-09-30 15:41 |  | * | [6 empty] | 2 |  | 1 | 0.064923 |  | 0.064923 | 41.0649 |  |  | * |  |  | None | *
5 | 45-GALC-0275 | STEEL,GALV,G90,16 GA,60" COIL | 0 | Purchased Item | Active |  | 1 | 1 |  |  |  | Item | 2.141 | SFT | 100 | 1 | 4.282 | Date |  |  | 2024-09-30 15:41 |  | * | [6 empty] | 4.282 |  | 1 | 15 |  | 0 | 16 |  |  | * |  |  | None | *
5 | IP-59105_DOC | 16ga GA Brt coil 60. | B | Reference Item - Document Management | Active |  | 99999 | 1 |  |  |  | Item | 1 | EA | 100 | 1 | 2 | Date |  |  | 2024-09-30 15:41 |  | * | [6 empty] | 2 |  | 1 | 40 |  | 0 | 40 | [5 empty] | None
4 | - IP-59104 | 16ga GA Brt coil 60 | 0 | Sub-assembly | Active |  | 9 | 1 |  |  |  | Item | 6 | EA | 100 | 1 | 6 | Date |  |  | 2024-09-30 15:41 |  | * | [6 empty] | 6 |  | 1 | 0.064923 |  | 0.064923 | 17.0649 |  |  | * |  |  | None | *
5 | 45-GALC-0275 | STEEL,GALV,G90,16 GA,60" COIL | 0 | Purchased Item | Active |  | 1 | 1 |  |  |  | Item | 2.4 | SFT | 100 | 1 | 14.4 | Date |  |  | 2024-09-30 15:41 |  | * | [6 empty] | 14.4 |  | 1 | 15 |  | 0 | 16 |  |  | * |  |  | None | *
5 | IP-59104_DOC | 16ga GA Brt coil 60. | B | Reference Item - Document Management | Active |  | 99999 | 1 |  |  |  | Item | 1 | EA | 100 | 1 | 6 | Date |  |  | 2024-09-30 15:41 |  | * | [6 empty] | 6 |  | 1 |  |  | 0 | 0 | [5 empty] | None
4 | 75-BH-142034-P | ZINC PLATED-STANDARD HEX BOLT-1/4"-20 THREADS PER INCH X 3/4" LONG | 0 | Purchased Item | Active |  | 10 | 1 |  |  |  | Item | 160 | EA | 100 | 1 | 160 | Date |  |  | 2024-09-30 15:41 |  | * | [6 empty] | 160 |  | 1 | 5 |  | 0 | 6 |  |  | * |  |  | None | *
3 | - MCYS06-SMA-68118 | LEVEL 04 - VIRTUAL PARTS UPPER | E | Phantom item | Active |  | 5 | 1 |  |  |  | Item | 1 | EA | 100 | 1 | 1 | Date |  |  | 2024-09-30 15:41 |  | * | [6 empty] | 1 |  | 1 | 0 |  | 0 | 44 |  |  | * |  |  | None
4 | 75-SCWH-14-114 | 1/4-14x1 1/4" SELF DRILL S.H.W PL | 0 | Purchased Item | Active |  | 4 | 1 |  |  |  | Item | 114 | EA | 100 | 1 | 114 | Date |  |  | 2024-09-30 15:41 |  | * | [6 empty] | 114 |  | 1 | 20 |  | 0 | 21 |  |  | * |  |  | None | *
4 | 75-SCWR-818-34 | SELF DRILLING SCREW 8-18, 3/4" LENGTH, ZINC PLATED PAN HEAD PHILLIPS, PART NO. 94060A197 | 0 | Purchased Item | Active |  | 5 | 1 |  |  |  | Item | 29 | EA | 100 | 1 | 29 | Date |  |  | 2024-09-30 15:41 |  | * | [6 empty] | 29 |  | 1 | 40 |  | 0 | 41 |  |  | * |  |  | None | *
4 | 75-SCWH-10-34 | 10X3/4" SELF DRILL SCREW HWH PL | 0 | Purchased Item | Active |  | 6 | 1 |  |  |  | Item | 8 | EA | 100 | 1 | 8 | Date |  |  | 2024-09-30 15:41 |  | * | [6 empty] | 8 |  | 1 | 20 |  | 0 | 21 |  |  | * |  |  | None | *
4 | 75-BH-38165-P | 3/8-16X5 HEX TAP BOLT FULL THREAD PLATED | 0 | Purchased Item | Active |  | 7 | 1 |  |  |  | Item | 4 | EA | 100 | 1 | 4 | Date |  |  | 2024-09-30 15:41 |  | * | [6 empty] | 4 |  | 1 | 5 |  | 0 | 6 |  |  | * |  |  | None | *
4 | 75-BR-5322537P | 5/32" DIAMETER, 0.251"-0.375" MATERIAL THICKNESS, ZINC-PLATED BLIND RIVET MCMASTER# 97519A040 | 0 | Purchased Item | Active |  | 8 | 1 |  |  |  | Item | 25 | EA | 100 | 1 | 25 | Date |  |  | 2024-09-30 15:41 |  | * | [6 empty] | 25 |  | 1 | 5 |  | 0 | 6 |  |  | * |  |  | None | *
4 | 75-CHAIN-23306 | BEADED CHAIN, BRASS, 100 PK, PN 15Y705 | 0 | Purchased Item | Active |  | 9 | 1 |  |  |  | Item | 11.5 | EA | 100 | 1 | 11.5 | Date |  |  | 2024-09-30 15:41 |  | * | [6 empty] | 11.5 |  | 1 | 42 |  | 0 | 43 |  |  | * |  |  | None | *
4 | - S-246A | BUSHING SNAP 7/8"MTG .69 ID | 0 | Purchased Item | Active |  | 10 | 1 |  |  |  | Item | 10.5 | EA | 100 | 1 | 10.5 | Date |  |  | 2024-10-12 |  | * | [6 empty] | 10.5 |  | 1 | 5 |  | 0 | 6 |  |  | * |  |  | None | *
5 | S-246ADOC | BUSHING SNAP 7/8"MTG .69 ID | 0 | Reference Item - Document Management | Active |  | 99999 | 1 |  |  |  | Item | 0 | EA | 100 | 1 | 0 | Date |  |  | 2024-10-12 |  | * | [6 empty] | 0 |  | 1 | 0 |  | 0 | 0 | [5 empty] | None
4 | 75-SCWH-1224112 | #12-24 X 1-1/2" SELF-DRILLING FASTENER HEAD H.W.H. , WITH 9/16'' BONDED WASHER , COATING: CLIMASEAL, MATERIAL: CARBON STEEL, TEKS# 1001000 | 0 | Purchased Item | Active |  | 11 | 1 |  |  |  | Item | 75 | EA | 100 | 1 | 75 | Date |  |  | 2024-09-30 15:41 |  | * | [6 empty] | 75 |  | 1 | 20 |  | 0 | 21 |  |  | * |  |  | None | *
4 | 75-SCWP1032516S | 304 STAINLESS STEEL -FINE THREADS -STANDARD PHILLIPS HEAD BOLT -#10 -32 THREADS PER INCH X 5/16" LONG | 0 | Purchased Item | Active |  | 12 | 1 |  |  |  | Item | 4 | EA | 100 | 1 | 4 | Date |  |  | 2024-09-30 15:41 |  | * | [6 empty] | 4 |  | 1 | 20 |  | 0 | 21 |  |  | * |  |  | None | *
4 | 75-BH-38162-S | 304 STAINLESS STEEL-STANDARD HEX BOLT-3/8"-16 THREADS PER INCH X 2" LONG | 0 | Purchased Item | Active |  | 13 | 1 |  |  |  | Item | 16 | EA | 100 | 1 | 16 | Date |  |  | 2024-09-30 15:41 |  | * | [6 empty] | 16 |  | 1 | 5 |  | 0 | 6 |  |  | * |  |  | None | *
4 | 85-CAUL-0160 | CAULK SIKAFLEX_1A, LIMESTONE. 10 OZ CARTRIDGE. 24 PER BOX. | 0 | Purchased Item | Active |  | 14 | 1 |  |  |  | Item | 1 | EA | 100 | 1 | 1 | Date |  |  | 2024-09-30 15:41 |  | * | [6 empty] | 1 |  | 1 | 10 |  | 0 | 11 |  |  | * |  |  | None | *
4 | 75-W-14-BN1458 | ZINC PLATED-NEOPRENE WASHER-9/32"ID - 5/8"OD | 0 | Purchased Item | Active |  | 15 | 1 |  |  |  | Item | 24 | EA | 100 | 1 | 24 | Date |  |  | 2024-09-30 15:41 |  | * | [6 empty] | 24 |  | 1 | 40 |  | 0 | 41 |  |  | * |  |  | None | *
4 | 75-W-14-FLAT-P | Zinc Plated-Flat Washer-1/4" | 0 | Purchased Item | Active |  | 16 | 1 |  |  |  | Item | 67 | EA | 100 | 1 | 67 | Date |  |  | 2024-09-30 15:41 |  | * | [6 empty] | 67 |  | 1 | 25 |  | 0 | 26 |  |  | * |  |  | None | *
4 | 85-TAPE-0123 | 1"X 36 YD 3M VHB TAPE 4611 | 0 | Purchased Item | Active |  | 17 | 1 |  |  |  | Item | 38 | FT | 100 | 1 | 38 | Date |  |  | 2024-09-30 15:41 |  | * | [6 empty] | 38 |  | 1 | 30 |  | 0 | 31 |  |  | * |  |  | None | *
3 | - MCYS06-SMA-68117 | DOORS - VIRTUAL PARTS UPPER | F | Phantom item | Active |  | 6 | 1 |  |  |  | Item | 1 | EA | 100 | 1 | 1 | Date |  |  | 2024-09-30 15:41 |  | * | [6 empty] | 1 |  | 1 | 0 |  | 0 | 22 |  |  | * |  |  | None
4 | 75-W-38-LOCK-P | Zinc Plated-Lock Washer-3/8" | 0 | Purchased Item | Active |  | 4 | 1 |  |  |  | Item | 34 | EA | 100 | 1 | 34 | Date |  |  | 2024-09-30 15:41 |  | * | [6 empty] | 34 |  | 1 | 20 |  | 0 | 21 |  |  | * |  |  | None | *
2 | - MCYS06-SMA-68086 | MAIN F DOOR ASSY | 0 | Sub-assembly | Active |  | 6 | 1 |  |  |  | Item | 1 | EA | 100 | 1 | 1 | Date |  |  | 2024-09-30 15:41 |  | * | [6 empty] | 1 |  | 1 | 0 |  | 2.9486 | 127 |  |  | * |  |  | None | *
3 | 75-BR-146325A | 1/4" DIAMETER, 0.0630"-0.25" MATERIAL THICKNESS, ALUMINUM BLIND RIVET WITH ALUMINUM MANDREL MCMASTER# 97447A651 | 0 | Purchased Item | Active |  | 1 | 1 |  |  |  | Item | 2 | EA | 100 | 1 | 2 | Date |  |  | 2024-09-30 15:41 |  | * | [6 empty] | 2 |  | 1 | 125 |  | 0 | 126 |  |  | * |  |  | None | *
3 | 75-SCWR-818-34 | SELF DRILLING SCREW 8-18, 3/4" LENGTH, ZINC PLATED PAN HEAD PHILLIPS, PART NO. 94060A197 | 0 | Purchased Item | Active |  | 2 | 1 |  |  |  | Item | 24 | EA | 100 | 1 | 24 | Date |  |  | 2024-09-30 15:41 |  | * | [6 empty] | 24 |  | 1 | 40 |  | 0 | 41 |  |  | * |  |  | None | *
3 | - MCYSC4-SMA-54753 | DOOR FOAM MAIN ASSY - 1243 - 35" x 73" - OL | A | Sub-assembly | Active |  | 3 | 1 |  |  |  | Item | 1 | EA | 100 | 1 | 1 | Date |  |  | 2024-09-30 15:41 |  | * | [6 empty] | 1 |  | 1 | 2.8837 |  | 2.9486 | 65.8837 |  |  | * |  |  | None | *
4 | - IP-54703 | 3M POLYURETHANE ADHESIVE SEALANT 550 FAST CURE GRAY, 10.5 OZ CASTRIDGE | 0 | Sub-assembly | Active |  | 12 | 1 |  |  |  | Item | 1 | EA | 100 | 1 | 1 | Date |  |  | 2024-09-30 15:41 |  | * | [6 empty] | 1 |  | 1 | 0 |  | 0 | 32 |  |  | * |  |  | None | *
5 | 85-ADH-3M-550G | 3M POLYURETHANE ADHESIVE SEALANT 550 FAST CURE GRAY, 10.5 OZ CASTRIDGE | 0 | Purchased Item | Active |  | 1 | 1 |  |  |  | Item | 1 | EA | 100 | 1 | 1 | Date |  |  | 2024-09-30 15:41 |  | * | [6 empty] | 1 |  | 1 | 30 |  | 0 | 31 |  |  | * |  |  | None | *
4 | - IP-54739 | R-max Polyisocyanurate Foam Board, 2.5lbs/ft3, GRF faced, 2.0” thick, 43 x 120” | 0 | Sub-assembly | Active |  | 13 | 1 |  |  |  | Item | 1 | EA | 100 | 1 | 1 | Date |  |  | 2024-09-30 15:41 |  | * | [6 empty] | 1 |  | 1 | 0.032462 |  | 0.032462 | 17.0325 |  |  | * |  |  | None | *
5 | 35-INSU-RM24312 | R-MAX POLYISOCYANURATE FOAM BOARD, 2.5LBS/FT3, GRF FACED, 2.0” THICK, 43 X 120” | 0 | Purchased Item | Active |  | 1 | 1 |  |  |  | Item | 12.165 | SFT | 100 | 1 | 12.165 | Date |  |  | 2024-09-30 15:41 |  | * | [6 empty] | 12.165 |  | 1 | 15 |  | 0 | 16 |  |  | * |  |  | None | *
4 | - MCYSC4-SMA-54733 | BOOM FOAM EXTERNAL FRAME SUB ASSY 35X73 | 0 | Sub-assembly | Active |  | 14 | 1 |  |  |  | Item | 1 | EA | 100 | 1 | 1 | Date |  |  | 2024-09-30 15:41 |  | * | [6 empty] | 1 |  | 1 | 0 |  | 0 | 53 |  |  | * |  |  | None | *
5 | - IP-54735 | 3" EXT.AL.DOOR FRAME,(B)Gray Coated, Die# 12005 | 0 | Sub-assembly | Active |  | 4 | 1 |  |  |  | Item | 2 | EA | 100 | 1 | 2 | Date |  |  | 2024-09-30 15:41 |  | * | [6 empty] | 2 |  | 1 | 0 |  | 0 | 52 |  |  | * |  |  | None | *
6 | 76-AD-12005G | 3" EXT.AL.DOOR FRAME,(B)GRAY COATED, DIE# 12005 | 0 | Purchased Item | Active |  | 1 | 1 |  |  |  | Item | 3.38 | FT | 100 | 1 | 6.76 | Date |  |  | 2024-09-30 15:41 |  | * | [6 empty] | 6.76 |  | 1 | 50 |  | 0 | 51 |  |  | * |  |  | None | *
5 | - IP-54736 | 3" EXT.AL.DOOR FRAME,(B)Gray Coated, Die# 12005 | 0 | Sub-assembly | Active |  | 5 | 1 |  |  |  | Item | 2 | EA | 100 | 1 | 2 | Date |  |  | 2024-09-30 15:41 |  | * | [6 empty] | 2 |  | 1 | 0 |  | 0 | 52 |  |  | * |  |  | None | *
6 | 76-AD-12005G | 3" EXT.AL.DOOR FRAME,(B)GRAY COATED, DIE# 12005 | 0 | Purchased Item | Active |  | 1 | 1 |  |  |  | Item | 6.547 | FT | 100 | 1 | 13.094 | Date |  |  | 2024-09-30 15:41 |  | * | [6 empty] | 13.094 |  | 1 | 50 |  | 0 | 51 |  |  | * |  |  | None | *
5 | 75-SCW-6201 | #6-20 X 1" SQUARE PAN HEAD SELF DRILLING SCREW 410 STAINLESS STEEL #2 POINT EPOXY PN 0176160 | 0 | Purchased Item | Active |  | 6 | 1 |  |  |  | Item | 8 | EA | 100 | 1 | 8 | Date |  |  | 2024-09-30 15:41 |  | * | [6 empty] | 8 |  | 1 | 20 |  | 0 | 21 |  |  | * |  |  | None | *
4 | - IP-54740 | Aluminum 5052,0.040GA Width 45.748" EXTERIOR: Clear Conductive Gloss Only, HEAVY EMBOSSED; INTERIOR: Epoxy primer | 0 | Sub-assembly | Active |  | 15 | 1 |  |  |  | Item | 1 | EA | 100 | 1 | 1 | Date |  |  | 2024-09-30 15:41 |  | * | [6 empty] | 1 |  | 1 | 0 |  | 0 | 17 |  |  | * |  |  | None | *
5 | 46-PRPCAL040EG1 | ALUMINUM 5052,0.040GA WIDTH 45.748" EXTERIOR: CLEAR CONDUCTIVE GLOSS ONLY, HEAVY EMBOSSED; INTERIOR: EPOXY PRIMER | 0 | Purchased Item | Active |  | 1 | 1 |  |  |  | Item | 12.165 | SFT | 100 | 1 | 12.165 | Date |  |  | 2024-09-30 15:41 |  | * | [6 empty] | 12.165 |  | 1 | 15 |  | 0 | 16 |  |  | * |  |  | None | *
4 | - IP-54704 | 3M HYBRID SEALANT 740 (GRAY), 290Ml. CASTRIDGE | 0 | Sub-assembly | Active |  | 16 | 1 |  |  |  | Item | 1 | EA | 100 | 1 | 1 | Date |  |  | 2024-09-30 15:41 |  | * | [6 empty] | 1 |  | 1 | 0 |  | 0 | 32 |  |  | * |  |  | None | *
5 | 85-ADH-3M-740G2 | 3M HYBRID SEALANT 740 (GRAY), 290ML. CASTRIDGE | 0 | Purchased Item | Active |  | 1 | 1 |  |  |  | Item | 1 | EA | 100 | 1 | 1 | Date |  |  | 2024-09-30 15:41 |  | * | [6 empty] | 1 |  | 1 | 30 |  | 0 | 31 |  |  | * |  |  | None | *
4 | - IP-54699 | Square Gasket 0.5" x 0.38" Water Tight Rubber Seal Trim-Lok P/N: B273BT SINGLE | 0 | Sub-assembly | Active |  | 17 | 1 |  |  |  | Item | 20 | EA | 100 | 1 | 20 | Date |  |  | 2024-09-30 15:41 |  | * | [6 empty] | 20 |  | 1 | 0 |  | 0 | 7 |  |  | * |  |  | None | *
5 | 85-GASK-B273BT | SQUARE GASKET 0.5" X 0.38" WATER TIGHT RUBBER SEAL TRIM-LOK P/N: B273BT SINGLE | 0 | Purchased Item | Active |  | 1 | 1 |  |  |  | Item | 1 | FT | 100 | 1 | 20 | Date |  |  | 2024-09-30 15:41 |  | * | [6 empty] | 20 |  | 1 | 5 |  | 0 | 6 |  |  | * |  |  | None | *
4 | - MCYSC4-SMA-54717 | 7-PIN HANDLE OUT-SWING LEFT | 0 | Sub-assembly | Active |  | 18 | 1 |  |  |  | Item | 1 | EA | 100 | 1 | 1 | Date |  |  | 2024-09-30 15:41 |  | * | [6 empty] | 1 |  | 1 | 0 |  | 0 | 62 |  |  | * |  |  | None | *
5 | 76-HAND-1819 | HANDLE DEFEATER | 0 | Purchased Item | Active |  | 2 | 1 |  |  |  | Item | 1 | EA | 100 | 1 | 1 | Date |  |  | 2024-09-30 15:41 |  | * | [6 empty] | 1 |  | 1 | 30 |  | 0 | 31 |  |  | * |  |  | None | *
5 | 76-HANDLE-0110 | Inside Door Handle - Red Hand Grip #265076-50 | 0 | Purchased Item | Active |  | 3 | 1 |  |  |  | Item | 1 | EA | 100 | 1 | 1 | Date |  |  | 2024-09-30 15:41 |  | * | [6 empty] | 1 |  | 1 | 60 |  | 0 | 61 |  |  | * |  |  | None | *
5 | 76-ROLLER-698 | LONG ROLLER CAM FOR .313 SHAFT, BLACK PLASTIC | 0 | Purchased Item | Active |  | 4 | 1 |  |  |  | Item | 1 | EA | 100 | 1 | 1 | Date |  |  | 2024-09-30 15:41 |  | * | [6 empty] | 1 |  | 1 | 40 |  | 0 | 41 |  |  | * |  |  | None | *
4 | - MCYSC4-SMA-54734 | BOOM FOAM INTERNAL FRAME SUB ASSY 35X73 | 0 | Sub-assembly | Active |  | 19 | 1 |  |  |  | Item | 1 | EA | 100 | 1 | 1 | Date |  |  | 2024-09-30 15:41 |  | * | [6 empty] | 1 |  | 1 | 0 |  | 0 | 53 |  |  | * |  |  | None | *
5 | - IP-54737 | 3" AL.DOOR FRAME,(A)Gray Coated, Die# 12003 | 0 | Sub-assembly | Active |  | 4 | 1 |  |  |  | Item | 2 | EA | 100 | 1 | 2 | Date |  |  | 2024-09-30 15:41 |  | * | [6 empty] | 2 |  | 1 | 0 |  | 0 | 52 |  |  | * |  |  | None | *
6 | 76-AD-12003G | 3" AL.DOOR FRAME,(A)GRAY COATED, DIE# 12003 | 0 | Purchased Item | Active |  | 1 | 1 |  |  |  | Item | 3.141 | FT | 100 | 1 | 6.282 | Date |  |  | 2024-09-30 15:41 |  | * | [6 empty] | 6.282 |  | 1 | 50 |  | 0 | 51 |  |  | * |  |  | None | *
5 | - IP-54738 | 3" AL.DOOR FRAME,(A)Gray Coated, Die# 12003 | 0 | Sub-assembly | Active |  | 5 | 1 |  |  |  | Item | 2 | EA | 100 | 1 | 2 | Date |  |  | 2024-09-30 15:41 |  | * | [6 empty] | 2 |  | 1 | 0 |  | 0 | 52 |  |  | * |  |  | None | *
6 | 76-AD-12003G | 3" AL.DOOR FRAME,(A)GRAY COATED, DIE# 12003 | 0 | Purchased Item | Active |  | 1 | 1 |  |  |  | Item | 6.307 | FT | 100 | 1 | 12.614 | Date |  |  | 2024-09-30 15:41 |  | * | [6 empty] | 12.614 |  | 1 | 50 |  | 0 | 51 |  |  | * |  |  | None | *
5 | 75-SCW-6201 | #6-20 X 1" SQUARE PAN HEAD SELF DRILLING SCREW 410 STAINLESS STEEL #2 POINT EPOXY PN 0176160 | 0 | Purchased Item | Active |  | 6 | 1 |  |  |  | Item | 8 | EA | 100 | 1 | 8 | Date |  |  | 2024-09-30 15:41 |  | * | [6 empty] | 8 |  | 1 | 20 |  | 0 | 21 |  |  | * |  |  | None | *
4 | - IP-54754 | STEEL,304-L S/S,20 GA,60" COIL | 0 | Sub-assembly | Active |  | 20 | 1 |  |  |  | Item | 1 | EA | 100 | 1 | 1 | Date |  |  | 2024-09-30 15:41 |  | * | [6 empty] | 1 |  | 1 | 0 |  | 0 | 22 |  |  | * |  |  | None | *
5 | 46-PRPCG9020GO | STEEL G90 20GA WIDTH 44.488",EXTERIOR: CLEAR CONDUCTIVE GLOSS ONLY, INTERIOR:EPOXY | 0 | Purchased Item | Active |  | 1 | 1 |  |  |  | Item | 12.165 | SFT | 100 | 1 | 12.165 | Date |  |  | 2024-09-30 15:41 |  | * | [6 empty] | 12.165 |  | 1 | 20 |  | 0 | 21 |  |  | * |  |  | None | *
4 | - MCYSC4-SMA-54690 | HINGE SUB ASSY - FOAM DOOR | 0 | Sub-assembly | Active |  | 21 | 1 |  |  |  | Item | 4 | EA | 100 | 1 | 4 | Date |  |  | 2024-09-30 15:41 |  | * | [6 empty] | 4 |  | 1 | 0 |  | 0 | 32 |  |  | * |  |  | None | *
5 | 76-HING-AC0210 | Part of Assembly ALLEGIS HINGE #AC0210-T2 | 0 | Purchased Item | Active |  | 1 | 1 |  |  |  | Item | 1 | EA | 100 | 1 | 4 | Date |  |  | 2024-09-30 15:41 |  | * | [6 empty] | 4 |  | 1 | 30 |  | 0 | 31 |  |  | * |  |  | None | *
5 | 75-BPH-142012 | 1/4"-20 X 1/2", 410 STAINLESS STEEL THREAD-CUTTING SCREW, PHILLIPS HEAD # 98273A355 | 0 | Purchased Item | Active |  | 2 | 1 |  |  |  | Item | 6 | EA | 100 | 1 | 24 | Date |  |  | 2024-09-30 15:41 |  | * | [6 empty] | 24 |  | 1 | 25 |  | 0 | 26 |  |  | * |  |  | None | *
4 | - MCYSC4-SMA-54697 | MCYSC4-SMA-54697 | 0 | Sub-assembly | Active |  | 22 | 1 |  |  |  | Item | 3 | EA | 100 | 1 | 3 | Date |  |  | 2024-09-30 15:41 |  | * | [6 empty] | 3 |  | 1 | 0 |  | 0 | 62 |  |  | * |  |  | None | *
5 | 75-NH-3816BPS | 3/8"-16 Distorted-Thread Flange Hex Locknut, Grade G, Black-Phosphate Steel, Mcmaster# 90949A031 | 0 | Purchased Item | Active |  | 1 | 1 |  |  |  | Item | 3 | EA | 100 | 1 | 9 | Date |  |  | 2024-09-30 15:41 |  | * | [6 empty] | 9 |  | 1 | 5 |  | 0 | 6 |  |  | * |  |  | None | *
5 | 76-RCAM-0100 | ROLLER CAM VH 2321S07-R01 #2321S07-R01 | 0 | Purchased Item | Active |  | 4 | 1 |  |  |  | Item | 1 | EA | 100 | 1 | 3 | Date |  |  | 2024-09-30 15:41 |  | * | [6 empty] | 3 |  | 1 | 40 |  | 0 | 41 |  |  | * |  |  | None | *
5 | 76-DOOR-P0003 | TINNERMAN NUT | 0 | Purchased Item | Active |  | 5 | 1 |  |  |  | Item | 1 | EA | 100 | 1 | 3 | Date |  |  | 2024-09-30 15:41 |  | * | [6 empty] | 3 |  | 1 | 30 |  | 0 | 31 |  |  | * |  |  | None | *
5 | 76-HANDLE-0110 | Inside Door Handle - Red Hand Grip #265076-50 | 0 | Purchased Item | Active |  | 7 | 1 |  |  |  | Item | 1 | EA | 100 | 1 | 3 | Date |  |  | 2024-09-30 15:41 |  | * | [6 empty] | 3 |  | 1 | 60 |  | 0 | 61 |  |  | * |  |  | None | *
5 | 76-ARM-2650 | Klimaflex Interlink Arm Allegis P/N 265079-10 | 0 | Purchased Item | Active |  | 9 | 1 |  |  |  | Item | 1 | EA | 100 | 1 | 3 | Date |  |  | 2024-09-30 15:41 |  | * | [6 empty] | 3 |  | 1 | 30 |  | 0 | 31 |  |  | * |  |  | None | *
5 | 76-HOUSING-S75 | KLIMAFLEX LATCH HOUSING 8MM SHAFT FOR 3"DOOR THICKNESS PN 265078-S75 | 0 | Finished Good - Buy | Active |  | 10 | 1 |  |  |  | Item | 1 | EA | 100 | 1 | 3 | Date |  |  | 2024-09-30 15:41 |  | * | [6 empty] | 3 |  | 1 | 40 |  | 0 | 41 |  |  | * |  |  | None | *
5 | 76-HANDLE-0100 | HANDLE STANDARD OUTSWING | 0 | Purchased Item | Active |  | 11 | 1 |  |  |  | Item | 1 | EA | 100 | 1 | 3 | Date |  |  | 2024-09-30 15:41 |  | * | [6 empty] | 3 |  | 1 | 60 |  | 0 | 61 |  |  | * |  |  | None | *
4 | - IP-60453 | 0.063 AL Solid coil 60 | A | Sub-assembly | Active |  | 23 | 1 |  |  |  | Item | 1 | EA | 100 | 1 | 1 | Date |  |  | 2024-09-30 15:41 |  | * | [6 empty] | 1 |  | 1 | 0.064923 |  | 0.064923 | 17.0649 |  |  | * |  |  | None | *
5 | 45-A03C063-60 | ALUMINUM,3003,.063",60" COIL | 0 | Purchased Item | Active |  | 1 | 1 |  |  |  | Item | 0.032 | SFT | 100 | 1 | 0.032 | Date |  |  | 2024-09-30 15:41 |  | * | [6 empty] | 0.032 |  | 1 | 15 |  | 0 | 16 |  |  | * |  |  | None | *
3 | 10017317P1 | LABEL WARNING DOOR UNDER PRESS | 0 | Purchased Item | Active |  | 4 | 1 |  |  |  | Item | 1 | EA | 100 | 1 | 1 | Date |  |  | 2024-10-12 |  | * | [6 empty] | 1 |  | 1 | 35 |  | 0 | 36 |  |  | * |  |  | None | *
3 | - MCYS06-SMA-68074 | MAIN DOOR RAIN LIPS ASSY | 0 | Sub-assembly | Active |  | 5 | 1 |  |  |  | Item | 1 | EA | 100 | 1 | 1 | Date |  |  | 2024-09-30 15:41 |  | * | [6 empty] | 1 |  | 1 | 0 |  | 0.064923 | 22 |  |  | * |  |  | None | *
4 | 75-SCWH-14-114 | 1/4-14x1 1/4" SELF DRILL S.H.W PL | 0 | Purchased Item | Active |  | 1 | 1 |  |  |  | Item | 7 | EA | 100 | 1 | 7 | Date |  |  | 2024-09-30 15:41 |  | * | [6 empty] | 7 |  | 1 | 20 |  | 0 | 21 |  |  | * |  |  | None | *
4 | - IP-57640 | C-RG-35, MATERIAL: 16 GA JKT | A | Sub-assembly | Active |  | 2 | 1 |  |  |  | Item | 1 | EA | 100 | 1 | 1 | Date |  |  | 2024-09-30 15:41 |  | * | [6 empty] | 1 |  | 1 | 0.064923 |  | 0.064923 | 7.0649 |  |  | * |  |  | None | *
5 | 45-GALC-0200 | STEEL,JKT,A60,16 GA,48" COIL | 0 | Purchased Item | Active |  | 11 | 1 |  |  |  | Item | 1.25 | SFT | 100 | 1 | 1.25 | Date |  |  | 2024-10-15 10:02 |  | * |  |  | WIP_APU-1 |  |  |  | 1.25 |  | 1 | 5 |  | 0 | 6 |  |  | * |  |  | None | *
3 | - IP-57831 | ROWMARK ULTRA-MATTES BLACK/WHITE 1/8" ENGRAVING PLASTIC # 342402 | 0 | Sub-assembly | Active |  | 6 | 1 |  |  |  | Item | 1 | EA | 100 | 1 | 1 | Date |  |  | 2024-09-30 15:41 |  | * | [6 empty] | 1 |  | 1 | 0 |  | 0 | 7 |  |  | * |  |  | None | *
4 | 10-HOAL-SS0112 | ROWMARK ULTRA-MATTES BLACK/WHITE 1/8" ENGRAVING PLASTIC # 342402 | 0 | Purchased Item | Active |  | 1 | 1 |  |  |  | Item | 0.1125 | SFT | 100 | 1 | 0.1125 | Date |  |  | 2024-09-30 15:41 |  | * | [6 empty] | 0.1125 |  | 1 | 5 |  | 0 | 6 |  |  | * |  |  | None | *
3 | - IP-59302 | 16ga GA Brt coil 60 | N | Sub-assembly | Active |  | 7 | 1 |  |  |  | Item | 2 | EA | 100 | 1 | 2 | Date |  |  | 2024-09-30 15:41 |  | * | [6 empty] | 2 |  | 1 | 0.064923 |  | 0.064923 | 17.0649 |  |  | * |  |  | None | *
4 | 45-GALC-0275 | STEEL,GALV,G90,16 GA,60" COIL | 0 | Purchased Item | Active |  | 1 | 1 |  |  |  | Item | 2.4834 | SFT | 100 | 1 | 4.9668 | Date |  |  | 2024-09-30 15:41 |  | * | [6 empty] | 4.9668 |  | 1 | 15 |  | 0 | 16 |  |  | * |  |  | None | *
4 | IP-59302_DOC | 16ga GA Brt coil 60 | 0 | Reference Item - Document Management | Active |  | 99999 | 1 |  |  |  | Item | 1 | EA | 100 | 1 | 2 | Date |  |  | 2024-09-30 15:41 |  | * | [6 empty] | 2 |  | 1 |  |  | 0 | 0 | [5 empty] | None
3 | - MCYSC4-SMA-54723 | DOOR STOP - LEFT JKT 1 | 0 | Sub-assembly | Active |  | 8 | 1 |  |  |  | Item | 1 | EA | 100 | 1 | 1 | Date |  |  | 2024-09-30 15:41 |  | * | [6 empty] | 1 |  | 1 | 0 |  | 0.064923 | 22 |  |  | * |  |  | None | *
4 | 75-RB-11438 | RUBBER BUMPER, RED, 1-1/4" DIA. X 1-1/4” HGT., 3/8"-16 THREADED HOLE, SHORE 85A, MCMASTER 9546K51 | 0 | Purchased Item | Active |  | 1 | 1 |  |  |  | Item | 1 | EA | 100 | 1 | 1 | Date |  |  | 2024-09-30 15:41 |  | * | [6 empty] | 1 |  | 1 | 5 |  | 0 | 6 |  |  | * |  |  | None | *
4 | 75-SCWH-14-114 | 1/4-14x1 1/4" SELF DRILL S.H.W PL | 0 | Purchased Item | Active |  | 2 | 1 |  |  |  | Item | 2 | EA | 100 | 1 | 2 | Date |  |  | 2024-09-30 15:41 |  | * | [6 empty] | 2 |  | 1 | 20 |  | 0 | 21 |  |  | * |  |  | None | *
4 | - IP-54719 | 16ga GA Jkt coil 60 | A | Sub-assembly | Active |  | 3 | 1 |  |  |  | Item | 1 | EA | 100 | 1 | 1 | Date |  |  | 2024-09-30 15:41 |  | * | [6 empty] | 1 |  | 1 | 0.064923 |  | 0.064923 | 17.0649 |  |  | * |  |  | None | *
5 | 45-GALV-0130 | STEEL,JKT,A60,12GA,60X120 | 0 | Purchased Item | Active |  | 100009 | 1 |  |  |  | Item | 0.025 | SFT | 100 | 1 | 0.025 | Date |  |  | 2024-10-15 09:58 |  | * |  |  | WIP_APU-1 |  |  |  | 0.025 |  | 1 | 15 |  | 0 | 16 |  |  | * |  |  | None | *
4 | 75-W-38-LOCK-P | Zinc Plated-Lock Washer-3/8" | 0 | Purchased Item | Active |  | 4 | 1 |  |  |  | Item | 1 | EA | 100 | 1 | 1 | Date |  |  | 2024-09-30 15:41 |  | * | [6 empty] | 1 |  | 1 | 20 |  | 0 | 21 |  |  | * |  |  | None | *
4 | 75-BH-381634-P | 3/8-16X3/4-HEX/BOLT-PLT-G5 | 0 | Purchased Item | Active |  | 5 | 1 |  |  |  | Item | 1 | EA | 100 | 1 | 1 | Date |  |  | 2024-09-30 15:41 |  | * | [6 empty] | 1 |  | 1 | 5 |  | 0 | 6 |  |  | * |  |  | None | *
4 | 75-W-38-FLAT-P | Zinc Plated-Flat Washer-3/8" | 0 | Purchased Item | Active |  | 6 | 1 |  |  |  | Item | 1 | EA | 100 | 1 | 1 | Date |  |  | 2024-09-30 15:41 |  | * | [6 empty] | 1 |  | 1 | 15 |  | 0 | 16 |  |  | * |  |  | None | *
3 | - IP-59301 | 16ga GA Brt coil 60 | N | Sub-assembly | Active |  | 9 | 1 |  |  |  | Item | 2 | EA | 100 | 1 | 2 | Date |  |  | 2024-09-30 15:41 |  | * | [6 empty] | 2 |  | 1 | 0.064923 |  | 0.064923 | 17.0649 |  |  | * |  |  | None | *
4 | 45-GALC-0275 | STEEL,GALV,G90,16 GA,60" COIL | 0 | Purchased Item | Active |  | 1 | 1 |  |  |  | Item | 1.2985 | SFT | 100 | 1 | 2.5969 | Date |  |  | 2024-09-30 15:41 |  | * | [6 empty] | 2.5969 |  | 1 | 15 |  | 0 | 16 |  |  | * |  |  | None | *
4 | IP-59301_DOC | 16ga GA Brt coil 60 | 0 | Reference Item - Document Management | Active |  | 99999 | 1 |  |  |  | Item | 1 | EA | 100 | 1 | 2 | Date |  |  | 2024-09-30 15:41 |  | * | [6 empty] | 2 |  | 1 |  |  | 0 | 0 | [5 empty] | None
2 | - MCYS06-SMA-68085 | ELEC F DOOR ASSY | 0 | Sub-assembly | Active |  | 7 | 1 |  |  |  | Item | 1 | EA | 100 | 1 | 1 | Date |  |  | 2024-09-30 15:41 |  | * | [6 empty] | 1 |  | 1 | 0 |  | 2.9486 | 127 |  |  | * |  |  | None | *
3 | 75-BR-146325A | 1/4" DIAMETER, 0.0630"-0.25" MATERIAL THICKNESS, ALUMINUM BLIND RIVET WITH ALUMINUM MANDREL MCMASTER# 97447A651 | 0 | Purchased Item | Active |  | 1 | 1 |  |  |  | Item | 2 | EA | 100 | 1 | 2 | Date |  |  | 2024-09-30 15:41 |  | * | [6 empty] | 2 |  | 1 | 125 |  | 0 | 126 |  |  | * |  |  | None | *
3 | 75-W-14-BN1458 | ZINC PLATED-NEOPRENE WASHER-9/32"ID - 5/8"OD | 0 | Purchased Item | Active |  | 2 | 1 |  |  |  | Item | 10 | EA | 100 | 1 | 10 | Date |  |  | 2024-09-30 15:41 |  | * | [6 empty] | 10 |  | 1 | 40 |  | 0 | 41 |  |  | * |  |  | None | *
3 | - 194552P4 | LABEL HIGH SCCR WARNING | 3 | Purchased Item | Active |  | 3 | 1 |  |  |  | Item | 1 | EA | 100 | 1 | 1 | Date |  |  | 2024-10-12 |  | * | [6 empty] | 1 |  | 1 | 5 |  | 0 | 6 |  |  | * |  |  | None | *
4 | 168187 | PRE-PRINTED LABEL SPEC | 0 | Reference Item - Document Management | Active |  | 1 | 1 |  |  |  | Item | 0 | REF | 100 | 1 | 0 | Date |  |  | 2024-10-12 |  | * | CCO-80534 | [5 empty] | 0 |  | 1 | 5 |  | 0 | 5 | [5 empty] | None
4 | 194552 | LABELS FOR SCCR | _10 | Reference Item - Document Management | Active |  | 99999 | 1 |  |  |  | Item | 0 | EA | 100 | 1 | 0 | Date |  |  | 2024-10-12 |  | * | [6 empty] | 0 |  | 1 | 0 |  | 0 | 0 | [5 empty] | None
3 | - MCYSC4-SMA-54725 | DOOR STOP - RIGHT JKT 1 | 0 | Sub-assembly | Active |  | 4 | 1 |  |  |  | Item | 1 | EA | 100 | 1 | 1 | Date |  |  | 2024-09-30 15:41 |  | * | [6 empty] | 1 |  | 1 | 0 |  | 0.064923 | 22 |  |  | * |  |  | None | *
4 | 75-RB-11438 | RUBBER BUMPER, RED, 1-1/4" DIA. X 1-1/4” HGT., 3/8"-16 THREADED HOLE, SHORE 85A, MCMASTER 9546K51 | 0 | Purchased Item | Active |  | 1 | 1 |  |  |  | Item | 1 | EA | 100 | 1 | 1 | Date |  |  | 2024-09-30 15:41 |  | * | [6 empty] | 1 |  | 1 | 5 |  | 0 | 6 |  |  | * |  |  | None | *
4 | 75-SCWH-14-114 | 1/4-14x1 1/4" SELF DRILL S.H.W PL | 0 | Purchased Item | Active |  | 2 | 1 |  |  |  | Item | 2 | EA | 100 | 1 | 2 | Date |  |  | 2024-09-30 15:41 |  | * | [6 empty] | 2 |  | 1 | 20 |  | 0 | 21 |  |  | * |  |  | None | *
4 | - IP-54721 | 16ga GA Jkt coil 60 | A | Sub-assembly | Active |  | 3 | 1 |  |  |  | Item | 1 | EA | 100 | 1 | 1 | Date |  |  | 2024-09-30 15:41 |  | * | [6 empty] | 1 |  | 1 | 0.064923 |  | 0.064923 | 17.0649 |  |  | * |  |  | None | *
5 | 45-GALV-0130 | STEEL,JKT,A60,12GA,60X120 | 0 | Purchased Item | Active |  | 100009 | 1 |  |  |  | Item | 0.25 | SFT | 100 | 1 | 0.25 | Date |  |  | 2024-10-15 09:59 |  | * |  |  | WIP_APU-1 |  |  |  | 0.25 |  | 1 | 15 |  | 0 | 16 |  |  | * |  |  | None | *
4 | 75-W-38-LOCK-P | Zinc Plated-Lock Washer-3/8" | 0 | Purchased Item | Active |  | 4 | 1 |  |  |  | Item | 1 | EA | 100 | 1 | 1 | Date |  |  | 2024-09-30 15:41 |  | * | [6 empty] | 1 |  | 1 | 20 |  | 0 | 21 |  |  | * |  |  | None | *
4 | 75-BH-381634-P | 3/8-16X3/4-HEX/BOLT-PLT-G5 | 0 | Purchased Item | Active |  | 5 | 1 |  |  |  | Item | 1 | EA | 100 | 1 | 1 | Date |  |  | 2024-09-30 15:41 |  | * | [6 empty] | 1 |  | 1 | 5 |  | 0 | 6 |  |  | * |  |  | None | *
4 | 75-W-38-FLAT-P | Zinc Plated-Flat Washer-3/8" | 0 | Purchased Item | Active |  | 6 | 1 |  |  |  | Item | 1 | EA | 100 | 1 | 1 | Date |  |  | 2024-09-30 15:41 |  | * | [6 empty] | 1 |  | 1 | 15 |  | 0 | 16 |  |  | * |  |  | None | *
3 | - 1A12743P2 | WARN RISK ELEC SHOCK/ARC FLASH | 0 | Purchased Item | Active |  | 5 | 1 |  |  |  | Item | 1 | EA | 100 | 1 | 1 | Date |  |  | 2024-10-12 |  | * | [6 empty] | 1 |  | 1 | 5 |  | 0 | 6 |  |  | * |  |  | None | *
4 | 168187 | PRE-PRINTED LABEL SPEC | 0 | Reference Item - Document Management | Active |  | 1 | 1 |  |  |  | Item | 0 | REF | 100 | 1 | 0 | Date |  |  | 2024-10-12 |  | * | [6 empty] | 0 |  | 1 | 5 |  | 0 | 5 | [5 empty] | None
4 | 112743 | LABEL WARNING RISK ELEC SHOCK | 0 | Reference Item - Document Management | Active |  | 99999 | 1 |  |  |  | Item | 0 | EA | 100 | 1 | 0 | Date |  |  | 2024-10-12 |  | * | [6 empty] | 0 |  | 1 | 5 |  | 0 | 5 | [5 empty] | None
3 | - IP-59362 | 16ga GA Jkt coil 60 | M | Sub-assembly | Active |  | 6 | 1 |  |  |  | Item | 2 | EA | 100 | 1 | 2 | Date |  |  | 2024-09-30 15:41 |  | * | [6 empty] | 2 |  | 1 | 0.064923 |  | 0.064923 | 17.0649 |  |  | * |  |  | None | *
4 | 45-GALC-0225 | STEEL,JKT,A60,16 GA,60" COIL | 0 | Purchased Item | Active |  | 1 | 1 |  |  |  | Item | 1.0679 | SFT | 100 | 1 | 2.1358 | Date |  |  | 2024-09-30 15:41 |  | * | [6 empty] | 2.1358 |  | 1 | 15 |  | 0 | 16 |  |  | * |  |  | None | *
4 | IP-59362_DOC | 16ga GA Jkt coil 60 | 0 | Reference Item - Document Management | Active |  | 99999 | 1 |  |  |  | Item | 1 | EA | 100 | 1 | 2 | Date |  |  | 2024-09-30 15:41 |  | * | [6 empty] | 2 |  | 1 |  |  | 0 | 0 | [5 empty] | None
3 | - IP-59361 | 16ga GA Jkt coil 60 | M | Sub-assembly | Active |  | 7 | 1 |  |  |  | Item | 2 | EA | 100 | 1 | 2 | Date |  |  | 2024-09-30 15:41 |  | * | [6 empty] | 2 |  | 1 | 0.064923 |  | 0.064923 | 17.0649 |  |  | * |  |  | None | *
4 | 45-GALC-0225 | STEEL,JKT,A60,16 GA,60" COIL | 0 | Purchased Item | Active |  | 1 | 1 |  |  |  | Item | 0.94277 | SFT | 100 | 1 | 1.8855 | Date |  |  | 2024-09-30 15:41 |  | * | [6 empty] | 1.8855 |  | 1 | 15 |  | 0 | 16 |  |  | * |  |  | None | *
4 | IP-59361_DOC | 16ga GA Jkt coil 60 | 0 | Reference Item - Document Management | Active |  | 99999 | 1 |  |  |  | Item | 1 | EA | 100 | 1 | 2 | Date |  |  | 2024-09-30 15:41 |  | * | [6 empty] | 2 |  | 1 |  |  | 0 | 0 | [5 empty] | None
3 | 75-SCWR-818-34 | SELF DRILLING SCREW 8-18, 3/4" LENGTH, ZINC PLATED PAN HEAD PHILLIPS, PART NO. 94060A197 | 0 | Purchased Item | Active |  | 8 | 1 |  |  |  | Item | 18 | EA | 100 | 1 | 18 | Date |  |  | 2024-09-30 15:41 |  | * | [6 empty] | 18 |  | 1 | 40 |  | 0 | 41 |  |  | * |  |  | None | *
3 | 75-SCWH-14-114 | 1/4-14x1 1/4" SELF DRILL S.H.W PL | 0 | Purchased Item | Active |  | 9 | 1 |  |  |  | Item | 30 | EA | 100 | 1 | 30 | Date |  |  | 2024-09-30 15:41 |  | * | [6 empty] | 30 |  | 1 | 20 |  | 0 | 21 |  |  | * |  |  | None | *
3 | - IP-57833 | ROWMARK ULTRA-MATTES BLACK/WHITE 1/8" ENGRAVING PLASTIC # 342402 | 0 | Sub-assembly | Active |  | 10 | 1 |  |  |  | Item | 1 | EA | 100 | 1 | 1 | Date |  |  | 2024-09-30 15:41 |  | * | [6 empty] | 1 |  | 1 | 0 |  | 0 | 7 |  |  | * |  |  | None | *
4 | 10-HOAL-SS0112 | ROWMARK ULTRA-MATTES BLACK/WHITE 1/8" ENGRAVING PLASTIC # 342402 | 0 | Purchased Item | Active |  | 1 | 1 |  |  |  | Item | 0.1125 | SFT | 100 | 1 | 0.1125 | Date |  |  | 2024-09-30 15:41 |  | * | [6 empty] | 0.1125 |  | 1 | 5 |  | 0 | 6 |  |  | * |  |  | None | *
3 | - IP-57832 | ROWMARK ULTRA-MATTES BLACK/WHITE 1/8" ENGRAVING PLASTIC # 342402 | 0 | Sub-assembly | Active |  | 11 | 1 |  |  |  | Item | 1 | EA | 100 | 1 | 1 | Date |  |  | 2024-09-30 15:41 |  | * | [6 empty] | 1 |  | 1 | 0 |  | 0 | 7 |  |  | * |  |  | None | *
4 | 10-HOAL-SS0112 | ROWMARK ULTRA-MATTES BLACK/WHITE 1/8" ENGRAVING PLASTIC # 342402 | 0 | Purchased Item | Active |  | 1 | 1 |  |  |  | Item | 0.1125 | SFT | 100 | 1 | 0.1125 | Date |  |  | 2024-09-30 15:41 |  | * | [6 empty] | 0.1125 |  | 1 | 5 |  | 0 | 6 |  |  | * |  |  | None | *
3 | - IP-59304 | 16ga GA Brt coil 60 | N | Sub-assembly | Active |  | 12 | 1 |  |  |  | Item | 2 | EA | 100 | 1 | 2 | Date |  |  | 2024-09-30 15:41 |  | * | [6 empty] | 2 |  | 1 | 0.064923 |  | 0.064923 | 17.0649 |  |  | * |  |  | None | *
4 | 45-GALC-0275 | STEEL,GALV,G90,16 GA,60" COIL | 0 | Purchased Item | Active |  | 1 | 1 |  |  |  | Item | 1.0717 | SFT | 100 | 1 | 2.1433 | Date |  |  | 2024-09-30 15:41 |  | * | [6 empty] | 2.1433 |  | 1 | 15 |  | 0 | 16 |  |  | * |  |  | None | *
4 | IP-59304_DOC | 16ga GA Brt coil 60 | 0 | Reference Item - Document Management | Active |  | 99999 | 1 |  |  |  | Item | 1 | EA | 100 | 1 | 2 | Date |  |  | 2024-09-30 15:41 |  | * | [6 empty] | 2 |  | 1 |  |  | 0 | 0 | [5 empty] | None
3 | - IP-59303 | 16ga GA Brt coil 60 | N | Sub-assembly | Active |  | 13 | 1 |  |  |  | Item | 2 | EA | 100 | 1 | 2 | Date |  |  | 2024-09-30 15:41 |  | * | [6 empty] | 2 |  | 1 | 0.064923 |  | 0.064923 | 17.0649 |  |  | * |  |  | None | *
4 | 45-GALC-0275 | STEEL,GALV,G90,16 GA,60" COIL | 0 | Purchased Item | Active |  | 1 | 1 |  |  |  | Item | 0.94652 | SFT | 100 | 1 | 1.893 | Date |  |  | 2024-09-30 15:41 |  | * | [6 empty] | 1.893 |  | 1 | 15 |  | 0 | 16 |  |  | * |  |  | None | *
4 | IP-59303_DOC | 16ga GA Brt coil 60 | 0 | Reference Item - Document Management | Active |  | 99999 | 1 |  |  |  | Item | 1 | EA | 100 | 1 | 2 | Date |  |  | 2024-09-30 15:41 |  | * | [6 empty] | 2 |  | 1 |  |  | 0 | 0 | [5 empty] | None
3 | - MCYS06-SMA-68070 | ELEC F DOOR SUB ASSY | A | Sub-assembly | Active |  | 14 | 1 |  |  |  | Item | 1 | EA | 100 | 1 | 1 | Date |  |  | 2024-09-30 15:41 |  | * | [6 empty] | 1 |  | 1 | 2.8837 |  | 2.9486 | 94.8837 |  |  | * |  |  | None | *
4 | - IP-54617 | 1/2 x 3/8 SINGLE COAT PORON-F | 0 | Sub-assembly | Active |  | 1 | 1 |  |  |  | Item | 1 | EA | 100 | 1 | 1 | Date |  |  | 2024-09-30 15:41 |  | * | [6 empty] | 1 |  | 1 | 0 |  | 0 | 7 |  |  | * |  |  | None | *
5 | 85-FOAM-1238 | 1/2 X 3/8 SINGLE COAT PORON-F | 0 | Purchased Item | Active |  | 1 | 1 |  |  |  | Item | 8.584 | FT | 100 | 1 | 8.584 | Date |  |  | 2024-09-30 15:41 |  | * | [6 empty] | 8.584 |  | 1 | 5 |  | 0 | 6 |  |  | * |  |  | None | *
4 | - IP-54616 | 1/2 x 3/8 SINGLE COAT PORON-F | 0 | Sub-assembly | Active |  | 2 | 1 |  |  |  | Item | 1 | EA | 100 | 1 | 1 | Date |  |  | 2024-09-30 15:41 |  | * | [6 empty] | 1 |  | 1 | 0 |  | 0 | 7 |  |  | * |  |  | None | *
5 | 85-FOAM-1238 | 1/2 X 3/8 SINGLE COAT PORON-F | 0 | Purchased Item | Active |  | 1 | 1 |  |  |  | Item | 8.844 | FT | 100 | 1 | 8.844 | Date |  |  | 2024-09-30 15:41 |  | * | [6 empty] | 8.844 |  | 1 | 5 |  | 0 | 6 |  |  | * |  |  | None | *
4 | 75-RN-51618U-AL | 5/16-18 UNC RIVET NUT, THREAD CALL OUT: 518, GRIP RANGE: .027-.150, GRIP CALL OUT:150, HOLE SIZE 17/32, HD:.595, HH:.022, L:.690, D:.530, IL:.470, LB: 1.390, ILB:1.175, IATD:.995 | 0 | Purchased Item | Active |  | 3 | 1 |  |  |  | Item | 6 | EA | 100 | 1 | 6 | Date |  |  | 2024-09-30 15:41 |  | * | [6 empty] | 6 |  | 1 | 5 |  | 0 | 6 |  |  | * |  |  | None | *
4 | - IP-54602 | BRACKET EXTERNAL DOOR DETAIL | C | Sub-assembly | Active |  | 4 | 1 |  |  |  | Item | 4 | EA | 100 | 1 | 4 | Date |  |  | 2024-09-30 15:41 |  | * | [6 empty] | 4 |  | 1 | 0.024346 |  | 0.024346 | 17.0243 |  |  | * |  |  | None | *
5 | 45-GALC-0250 | STEEL,GALV,G90,16 GA,48" COIL | 0 | Purchased Item | Active |  | 10 | 1 |  |  |  | Item | 0.062 | SFT | 100 | 1 | 0.248 | Date |  |  | 2024-09-30 15:41 |  | * |  |  | WIP_APU-1 |  |  |  | 0.248 |  | 1 | 15 |  | 0 | 16 |  |  | * |  |  | None | *
4 | 75-WN-3816-SS | 3/8-16 NDZ WELD NUT 18-8 SS | 0 | Purchased Item | Active |  | 5 | 1 |  |  |  | Item | 2 | EA | 100 | 1 | 2 | Date |  |  | 2024-09-30 15:41 |  | * | [6 empty] | 2 |  | 1 | 40 |  | 0 | 41 |  |  | * |  |  | None | *
4 | - IP-54601 | BRACKET EXTERNAL DOOR DETAIL | C | Sub-assembly | Active |  | 6 | 1 |  |  |  | Item | 4 | EA | 100 | 1 | 4 | Date |  |  | 2024-09-30 15:41 |  | * | [6 empty] | 4 |  | 1 | 0.024346 |  | 0.024346 | 17.0243 |  |  | * |  |  | None | *
5 | 45-GALC-0250 | STEEL,GALV,G90,16 GA,48" COIL | 0 | Purchased Item | Active |  | 10 | 1 |  |  |  | Item | 0.062 | SFT | 100 | 1 | 0.248 | Date |  |  | 2024-09-30 15:41 |  | * |  |  | WIP_APU-1 |  |  |  | 0.248 |  | 1 | 15 |  | 0 | 16 |  |  | * |  |  | None | *
4 | 75-BH-381634-SS | 3/8-16X3/4-HEX/BOLT-S/S | 0 | Purchased Item | Active |  | 7 | 1 |  |  |  | Item | 2 | EA | 100 | 1 | 2 | Date |  |  | 2024-09-30 15:41 |  | * | [6 empty] | 2 |  | 1 | 15 |  | 0 | 16 |  |  | * |  |  | None | *
4 | - MCYSC4-SMA-54610 | DOOR F CYS06 - 36822 - EXTERNAL FRAME ASSY 2 | 0 | Sub-assembly | Active |  | 8 | 1 |  |  |  | Item | 1 | EA | 100 | 1 | 1 | Date |  |  | 2024-09-30 15:41 |  | * | [6 empty] | 1 |  | 1 | 0 |  | 0 | 18 |  |  | * |  |  | None | *
5 | - IP-54608 | EXT.AL.DOOR FRAME AA-60-63 T-5 *POWDER COAT GREY* | 0 | Sub-assembly | Active |  | 5 | 1 |  |  |  | Item | 2 | EA | 100 | 1 | 2 | Date |  |  | 2024-09-30 15:41 |  | * | [6 empty] | 2 |  | 1 | 0 |  | 0 | 17 |  |  | * |  |  | None | *
6 | 30-AD-104072 | EXTRUDED ALUMINUM EXTERNAL DOOR FRAME AA-60-63 T-5, 20 FT LENGHT | 0 | Purchased Item | Active |  | 1 | 1 |  |  |  | Item | 2.578 | FT | 100 | 1 | 5.156 | Date |  |  | 2024-09-30 15:41 |  | * | [6 empty] | 5.156 |  | 1 | 15 |  | 0 | 16 |  |  | * |  |  | None | *
5 | - IP-54609 | EXT.AL.DOOR FRAME AA-60-63 T-5 *POWDER COAT GREY* | 0 | Sub-assembly | Active |  | 6 | 1 |  |  |  | Item | 2 | EA | 100 | 1 | 2 | Date |  |  | 2024-09-30 15:41 |  | * | [6 empty] | 2 |  | 1 | 0 |  | 0 | 17 |  |  | * |  |  | None | *
6 | 30-AD-104072 | EXTRUDED ALUMINUM EXTERNAL DOOR FRAME AA-60-63 T-5, 20 FT LENGHT | 0 | Purchased Item | Active |  | 1 | 1 |  |  |  | Item | 2.245 | FT | 100 | 1 | 4.49 | Date |  |  | 2024-09-30 15:41 |  | * | [6 empty] | 4.49 |  | 1 | 15 |  | 0 | 16 |  |  | * |  |  | None | *
4 | - MCYSC4-SMA-59408 | HANDLE WITH LOCK | 0 | Sub-assembly | Active |  | 9 | 1 |  |  |  | Item | 1 | EA | 100 | 1 | 1 | Date |  |  | 2024-09-30 15:41 |  | * | [6 empty] | 1 |  | 1 | 0 |  | 0 | 62 |  |  | * |  |  | None | *
5 | 76-RCAM-0100 | ROLLER CAM VH 2321S07-R01 #2321S07-R01 | 0 | Purchased Item | Active |  | 1 | 1 |  |  |  | Item | 1 | EA | 100 | 1 | 1 | Date |  |  | 2024-09-30 15:41 |  | * | [6 empty] | 1 |  | 1 | 40 |  | 0 | 41 |  |  | * |  |  | None | *
5 | 76-HOUSING-0100 | MODEL F HANDLE HOUSING W/THREADED SHAFT AND GASKET #265078-S50 | 0 | Purchased Item | Active |  | 2 | 1 |  |  |  | Item | 1 | EA | 100 | 1 | 1 | Date |  |  | 2024-09-30 15:41 |  | * | [6 empty] | 1 |  | 1 | 40 |  | 0 | 41 |  |  | * |  |  | None | *
5 | 76-HANDLE-0110 | Inside Door Handle - Red Hand Grip #265076-50 | 0 | Purchased Item | Active |  | 3 | 1 |  |  |  | Item | 1 | EA | 100 | 1 | 1 | Date |  |  | 2024-09-30 15:41 |  | * | [6 empty] | 1 |  | 1 | 60 |  | 0 | 61 |  |  | * |  |  | None | *
5 | 76-HANDLE-0060 | HANDLE PADLOCK OUTSWING | 0 | Purchased Item | Active |  | 5 | 1 |  |  |  | Item | 1 | EA | 100 | 1 | 1 | Date |  |  | 2024-09-30 15:41 |  | * | [6 empty] | 1 |  | 1 | 60 |  | 0 | 61 |  |  | * |  |  | None | *
4 | - MCYSC4-SMA-54620 | DOOR F CYS06 - 36823 - PANEL SUB ASSY OR 2 | 0 | Sub-assembly | Active |  | 10 | 1 |  |  |  | Item | 1 | EA | 100 | 1 | 1 | Date |  |  | 2024-09-30 15:41 |  | * | [6 empty] | 1 |  | 1 | 0 |  | 0.064923 | 18.0649 |  |  | * |  |  | None | *
5 | - IP-54622 | STEEL,GALV,G90,18GA,60" COIL | A | Sub-assembly | Active |  | 5 | 1 |  |  |  | Item | 1 | EA | 100 | 1 | 1 | Date |  |  | 2024-09-30 15:41 |  | * | [6 empty] | 1 |  | 1 | 0.064923 |  | 0.064923 | 17.0649 |  |  | * |  |  | None | *
6 | 45-GALC-0375 | STEEL,GALV,G90,18GA,60" COIL | 0 | Purchased Item | Active |  | 1 | 1 |  |  |  | Item | 4.119 | SFT | 100 | 1 | 4.119 | Date |  |  | 2024-09-30 15:41 |  | * | [6 empty] | 4.119 |  | 1 | 15 |  | 0 | 16 |  |  | * |  |  | None | *
5 | - IP-54621 | STEEL,JKT,A60,16 GA,60" COIL | A | Sub-assembly | Active |  | 6 | 1 |  |  |  | Item | 1 | EA | 100 | 1 | 1 | Date |  |  | 2024-09-30 15:41 |  | * | [6 empty] | 1 |  | 1 | 0.064923 |  | 0.064923 | 7.0649 |  |  | * |  |  | None | *
6 | 45-GALC-0200 | STEEL,JKT,A60,16 GA,48" COIL | 0 | Purchased Item | Active |  | 100009 | 1 |  |  |  | Item | 5.244 | SFT | 100 | 1 | 5.244 | Date |  |  | 2024-10-15 09:51 |  | * |  |  | WIP_APU-1 |  |  |  | 5.244 |  | 1 | 5 |  | 0 | 6 |  |  | * |  |  | None | *
5 | - IP-54611 | EXT.AL.DOOR FRAME AA-60-63 T-5 MILL FINISH | 0 | Sub-assembly | Active |  | 7 | 1 |  |  |  | Item | 2 | EA | 100 | 1 | 2 | Date |  |  | 2024-09-30 15:41 |  | * | [6 empty] | 2 |  | 1 | 0 |  | 0 | 17 |  |  | * |  |  | None | *
6 | 30-AD-104071 | EXTRUDED ALUMINUM INTERNAL DOOR FRAME AA-60-63 T-5, 20 FT LENGHT | 0 | Purchased Item | Active |  | 1 | 1 |  |  |  | Item | 2.37 | FT | 100 | 1 | 4.74 | Date |  |  | 2024-09-30 15:41 |  | * | [6 empty] | 4.74 |  | 1 | 15 |  | 0 | 16 |  |  | * |  |  | None | *
5 | - IP-54612 | EXT.AL.DOOR FRAME AA-60-63 T-5 MILL FINISH | 0 | Sub-assembly | Active |  | 8 | 1 |  |  |  | Item | 2 | EA | 100 | 1 | 2 | Date |  |  | 2024-09-30 15:41 |  | * | [6 empty] | 2 |  | 1 | 0 |  | 0 | 17 |  |  | * |  |  | None | *
6 | 30-AD-104071 | EXTRUDED ALUMINUM INTERNAL DOOR FRAME AA-60-63 T-5, 20 FT LENGHT | 0 | Purchased Item | Active |  | 1 | 1 |  |  |  | Item | 2.036 | FT | 100 | 1 | 4.072 | Date |  |  | 2024-09-30 15:41 |  | * | [6 empty] | 4.072 |  | 1 | 15 |  | 0 | 16 |  |  | * |  |  | None | *
4 | - MCYSC4-SMA-54758 | HANDLE 0100 SUB ASSY | 0 | Sub-assembly | Active |  | 11 | 1 |  |  |  | Item | 1 | EA | 100 | 1 | 1 | Date |  |  | 2024-09-30 15:41 |  | * | [6 empty] | 1 |  | 1 | 0 |  | 0 | 62 |  |  | * |  |  | None | *
5 | 76-RCAM-0100 | ROLLER CAM VH 2321S07-R01 #2321S07-R01 | 0 | Purchased Item | Active |  | 5 | 1 |  |  |  | Item | 1 | EA | 100 | 1 | 1 | Date |  |  | 2024-09-30 15:41 |  | * | [6 empty] | 1 |  | 1 | 40 |  | 0 | 41 |  |  | * |  |  | None | *
5 | 76-HOUSING-0100 | MODEL F HANDLE HOUSING W/THREADED SHAFT AND GASKET #265078-S50 | 0 | Purchased Item | Active |  | 6 | 1 |  |  |  | Item | 1 | EA | 100 | 1 | 1 | Date |  |  | 2024-09-30 15:41 |  | * | [6 empty] | 1 |  | 1 | 40 |  | 0 | 41 |  |  | * |  |  | None | *
5 | 76-HANDLE-0110 | Inside Door Handle - Red Hand Grip #265076-50 | 0 | Purchased Item | Active |  | 8 | 1 |  |  |  | Item | 1 | EA | 100 | 1 | 1 | Date |  |  | 2024-09-30 15:41 |  | * | [6 empty] | 1 |  | 1 | 60 |  | 0 | 61 |  |  | * |  |  | None | *
5 | 76-HANDLE-0100 | HANDLE STANDARD OUTSWING | 0 | Purchased Item | Active |  | 9 | 1 |  |  |  | Item | 1 | EA | 100 | 1 | 1 | Date |  |  | 2024-09-30 15:41 |  | * | [6 empty] | 1 |  | 1 | 60 |  | 0 | 61 |  |  | * |  |  | None | *
4 | 75-HINGE-0150-S | HINGE HALF FRAME SK-002 STAINLESS STEEL | 0 | Purchased Item | Active |  | 12 | 1 |  |  |  | Item | 2 | EA | 100 | 1 | 2 | Date |  |  | 2024-09-30 15:41 |  | * | [6 empty] | 2 |  | 1 | 50 |  | 0 | 51 |  |  | * |  |  | None | *
4 | 75-HINGE-0140-S | HINGE HALF DOOR SK-001 STAINLESS STEEL | 0 | Purchased Item | Active |  | 13 | 1 |  |  |  | Item | 2 | EA | 100 | 1 | 2 | Date |  |  | 2024-09-30 15:41 |  | * | [6 empty] | 2 |  | 1 | 90 |  | 0 | 91 |  |  | * |  |  | None | *
4 | 75-W-38-R-SEAL | RUBBER-RUBBER CUSHION SEAL WASHER-3/8" | 0 | Purchased Item | Active |  | 14 | 1 |  |  |  | Item | 2 | EA | 100 | 1 | 2 | Date |  |  | 2024-09-30 15:41 |  | * | [6 empty] | 2 |  | 1 | 20 |  | 0 | 21 |  |  | * |  |  | None | *
4 | 75-BCS-516181 | 5/16-18 X 1 BTN SOC CAP SCRW 18-8 SS | 0 | Purchased Item | Active |  | 15 | 1 |  |  |  | Item | 6 | EA | 100 | 1 | 6 | Date |  |  | 2024-09-30 15:41 |  | * | [6 empty] | 6 |  | 1 | 5 |  | 0 | 6 |  |  | * |  |  | None | *
4 | 75-FAST-0242 | 304 STAINLESS STEEL - COTTER PIN - 1/16" X 1/2" | 0 | Purchased Item | Active |  | 16 | 1 |  |  |  | Item | 2 | EA | 100 | 1 | 2 | Date |  |  | 2024-09-30 15:41 |  | * | [6 empty] | 2 |  | 1 | 5 |  | 0 | 6 |  |  | * |  |  | None | *
4 | 75-SCRW-0104 | 304 STAINLESS STEEL -TEK SCREW - #10 X 3/4" LONG | 0 | Purchased Item | Active |  | 17 | 1 |  |  |  | Item | 16 | EA | 100 | 1 | 16 | Date |  |  | 2024-09-30 15:41 |  | * | [6 empty] | 16 |  | 1 | 20 |  | 0 | 21 |  |  | * |  |  | None | *
4 | 75-FAST-0254 | 304 STAINLESS STEEL - CLEVIS PIN - 1/4" X 1-5/8" | 0 | Purchased Item | Active |  | 18 | 1 |  |  |  | Item | 2 | EA | 100 | 1 | 2 | Date |  |  | 2024-09-30 15:41 |  | * | [6 empty] | 2 |  | 1 | 5 |  | 0 | 6 |  |  | * |  |  | None | *
4 | - MCYS06-SVA-66273 | SUB ASSY VIRTUAL PARTS DOORS | 0 | Phantom item | Active |  | 19 | 1 |  |  |  | Item | 1 | EA | 100 | 1 | 1 | Date |  |  | 2024-09-30 15:41 |  | * | [6 empty] | 1 |  | 1 | 0 |  | 0 | 32 |  |  | * |  |  | None
5 | 85-ADH-3M-740G2 | 3M HYBRID SEALANT 740 (GRAY), 290ML. CASTRIDGE | 0 | Purchased Item | Active |  | 1 | 1 |  |  |  | Item | 0.35 | EA | 100 | 1 | 0.35 | Date |  |  | 2024-09-30 15:41 |  | * | [6 empty] | 0.35 |  | 1 | 30 |  | 0 | 31 |  |  | * |  |  | None | *
5 | 85-GASK-B273BT | SQUARE GASKET 0.5" X 0.38" WATER TIGHT RUBBER SEAL TRIM-LOK P/N: B273BT SINGLE | 0 | Purchased Item | Active |  | 2 | 1 |  |  |  | Item | 19 | FT | 100 | 1 | 19 | Date |  |  | 2024-09-30 15:41 |  | * | [6 empty] | 19 |  | 1 | 5 |  | 0 | 6 |  |  | * |  |  | None | *
5 | 85-TAPE-0123 | 1"X 36 YD 3M VHB TAPE 4611 | 0 | Purchased Item | Active |  | 3 | 1 |  |  |  | Item | 17.5 | FT | 100 | 1 | 17.5 | Date |  |  | 2024-09-30 15:41 |  | * | [6 empty] | 17.5 |  | 1 | 30 |  | 0 | 31 |  |  | * |  |  | None | *
2 | - 05_MCYS06_ASSY_W_UP_RS_EBS | MSF CYS06 BASE ASSY - UPPER SECTION RS | B | Sub-assembly | Active |  | 8 | 1 |  |  |  | Item | 1 | EA | 100 | 1 | 1 | Date |  |  | 2024-09-30 15:41 |  | * | [6 empty] | 1 |  | 1 | 108.2056 |  | 108.6655 | 236.2056 |  |  | * |  |  | None | *
3 | - MCYS06-SMA-68060 | BASE FRAME ASSY | 0 | Sub-assembly | Active |  | 1 | 1 |  |  |  | Item | 1 | EA | 100 | 1 | 1 | Date |  |  | 2024-09-30 15:41 |  | * | [6 empty] | 1 |  | 1 | 0 |  | 0.45987 | 82.0649 |  |  | * |  |  | None | *
4 | - IP-59171 | 16ga GA Jkt coil 60 | 0 | Sub-assembly | Active |  | 1 | 1 |  |  |  | Item | 1 | EA | 100 | 1 | 1 | Date |  |  | 2024-09-30 15:41 |  | * | [6 empty] | 1 |  | 1 | 0.064923 |  | 0.064923 | 26.0649 |  |  | * |  |  | None | *
5 | 45-GALC-0225 | STEEL,JKT,A60,16 GA,60" COIL | 0 | Purchased Item | Active |  | 1 | 1 |  |  |  | Item | 0.366 | SFT | 100 | 1 | 0.366 | Date |  |  | 2024-09-30 15:41 |  | * | [6 empty] | 0.366 |  | 1 | 15 |  | 0 | 16 |  |  | * |  |  | None | *
5 | IP-59171_DOC | 16ga GA Jkt coil 60. | B | Reference Item - Document Management | Active |  | 99999 | 1 |  |  |  | Item | 1 | EA | 100 | 1 | 1 | Date |  |  | 2024-09-30 15:41 |  | * | [6 empty] | 1 |  | 1 | 25 |  | 0 | 25 | [5 empty] | None
4 | - IP-59170 | 16ga GA Jkt coil 60 | 0 | Sub-assembly | Active |  | 2 | 1 |  |  |  | Item | 1 | EA | 100 | 1 | 1 | Date |  |  | 2024-09-30 15:41 |  | * | [6 empty] | 1 |  | 1 | 0.064923 |  | 0.064923 | 17.0649 |  |  | * |  |  | None | *
5 | 45-GALC-0225 | STEEL,JKT,A60,16 GA,60" COIL | 0 | Purchased Item | Active |  | 1 | 1 |  |  |  | Item | 0.166 | SFT | 100 | 1 | 0.166 | Date |  |  | 2024-09-30 15:41 |  | * | [6 empty] | 0.166 |  | 1 | 15 |  | 0 | 16 |  |  | * |  |  | None | *
5 | IP-59170_DOC | 16ga GA Jkt coil 60. | B | Reference Item - Document Management | Active |  | 99999 | 1 |  |  |  | Item | 1 | EA | 100 | 1 | 1 | Date |  |  | 2024-09-30 15:41 |  | * | [6 empty] | 1 |  | 1 |  |  | 0 | 0 | [5 empty] | None
4 | - IP-59168 | 16ga GA Jkt coil 60 | 0 | Sub-assembly | Active |  | 3 | 1 |  |  |  | Item | 1 | EA | 100 | 1 | 1 | Date |  |  | 2024-09-30 15:41 |  | * | [6 empty] | 1 |  | 1 | 0.064923 |  | 0.064923 | 51.0649 |  |  | * |  |  | None | *
5 | 45-GALC-0225 | STEEL,JKT,A60,16 GA,60" COIL | 0 | Purchased Item | Active |  | 1 | 1 |  |  |  | Item | 0.631 | SFT | 100 | 1 | 0.631 | Date |  |  | 2024-09-30 15:41 |  | * | [6 empty] | 0.631 |  | 1 | 15 |  | 0 | 16 |  |  | * |  |  | None | *
5 | IP-59168_DOC | 16ga GA Jkt coil 60. | B | Reference Item - Document Management | Active |  | 99999 | 1 |  |  |  | Item | 1 | EA | 100 | 1 | 1 | Date |  |  | 2024-09-30 15:41 |  | * | [6 empty] | 1 |  | 1 | 50 |  | 0 | 50 | [5 empty] | None
4 | - IP-59165 | 16ga GA Jkt coil 60 | 0 | Sub-assembly | Active |  | 4 | 1 |  |  |  | Item | 1 | EA | 100 | 1 | 1 | Date |  |  | 2024-09-30 15:41 |  | * | [6 empty] | 1 |  | 1 | 0.064923 |  | 0.064923 | 17.0649 |  |  | * |  |  | None | *
5 | 45-GALC-0225 | STEEL,JKT,A60,16 GA,60" COIL | 0 | Purchased Item | Active |  | 1 | 1 |  |  |  | Item | 0.322 | SFT | 100 | 1 | 0.322 | Date |  |  | 2024-09-30 15:41 |  | * | [6 empty] | 0.322 |  | 1 | 15 |  | 0 | 16 |  |  | * |  |  | None | *
5 | IP-59165_DOC | 16ga GA Jkt coil 60. | B | Reference Item - Document Management | Active |  | 99999 | 1 |  |  |  | Item | 1 | EA | 100 | 1 | 1 | Date |  |  | 2024-09-30 15:41 |  | * | [6 empty] | 1 |  | 1 |  |  | 0 | 0 | [5 empty] | None
4 | - IP-59164 | 16ga GA Jkt coil 60 | 0 | Sub-assembly | Active |  | 5 | 1 |  |  |  | Item | 1 | EA | 100 | 1 | 1 | Date |  |  | 2024-09-30 15:41 |  | * | [6 empty] | 1 |  | 1 | 0.064923 |  | 0.064923 | 51.0649 |  |  | * |  |  | None | *
5 | 45-GALC-0225 | STEEL,JKT,A60,16 GA,60" COIL | 0 | Purchased Item | Active |  | 1 | 1 |  |  |  | Item | 0.092 | SFT | 100 | 1 | 0.092 | Date |  |  | 2024-09-30 15:41 |  | * | [6 empty] | 0.092 |  | 1 | 15 |  | 0 | 16 |  |  | * |  |  | None | *
5 | IP-59164_DOC | 16ga GA Jkt coil 60. | B | Reference Item - Document Management | Active |  | 99999 | 1 |  |  |  | Item | 1 | EA | 100 | 1 | 1 | Date |  |  | 2024-09-30 15:41 |  | * | [6 empty] | 1 |  | 1 | 50 |  | 0 | 50 | [5 empty] | None
4 | - IP-59163 | 16ga GA Jkt coil 60 | 0 | Sub-assembly | Active |  | 6 | 1 |  |  |  | Item | 1 | EA | 100 | 1 | 1 | Date |  |  | 2024-09-30 15:41 |  | * | [6 empty] | 1 |  | 1 | 0.064923 |  | 0.064923 | 17.0649 |  |  | * |  |  | None | *
5 | 45-GALC-0225 | STEEL,JKT,A60,16 GA,60" COIL | 0 | Purchased Item | Active |  | 1 | 1 |  |  |  | Item | 0.322 | SFT | 100 | 1 | 0.322 | Date |  |  | 2024-09-30 15:41 |  | * | [6 empty] | 0.322 |  | 1 | 15 |  | 0 | 16 |  |  | * |  |  | None | *
5 | IP-59163_DOC | 16ga GA Jkt coil 60. | B | Reference Item - Document Management | Active |  | 99999 | 1 |  |  |  | Item | 1 | EA | 100 | 1 | 1 | Date |  |  | 2024-09-30 15:41 |  | * | [6 empty] | 1 |  | 1 | 5 |  | 0 | 5 | [5 empty] | None
4 | - IP-59162 | 16ga GA Jkt coil 60 | 0 | Sub-assembly | Active |  | 7 | 1 |  |  |  | Item | 1 | EA | 100 | 1 | 1 | Date |  |  | 2024-09-30 15:41 |  | * | [6 empty] | 1 |  | 1 | 0.064923 |  | 0.064923 | 17.0649 |  |  | * |  |  | None | *
5 | 45-GALC-0225 | STEEL,JKT,A60,16 GA,60" COIL | 0 | Purchased Item | Active |  | 1 | 1 |  |  |  | Item | 0.092 | SFT | 100 | 1 | 0.092 | Date |  |  | 2024-09-30 15:41 |  | * | [6 empty] | 0.092 |  | 1 | 15 |  | 0 | 16 |  |  | * |  |  | None | *
5 | IP-59162_DOC | 16ga GA Jkt coil 60. | B | Reference Item - Document Management | Active |  | 99999 | 1 |  |  |  | Item | 1 | EA | 100 | 1 | 1 | Date |  |  | 2024-09-30 15:41 |  | * | [6 empty] | 1 |  | 1 |  |  | 0 | 0 | [5 empty] | None
4 | - IP-60449 | CHANNEL C6x8.2 piece 40 ft long | 0 | Sub-assembly | Active |  | 8 | 1 |  |  |  | Item | 1 | EA | 100 | 1 | 1 | Date |  |  | 2024-09-30 15:41 |  | * | [6 empty] | 1 |  | 1 | 0 |  | 0 | 17 |  |  | * |  |  | None | *
5 | 40-CHAN-013040 | CHANNEL C6X8.2 PIECE 40 FT LONG | 0 | Purchased Item | Active |  | 1 | 1 |  |  |  | Item | 39.6458 | FT | 100 | 1 | 39.6458 | Date |  |  | 2024-09-30 15:41 |  | * | [6 empty] | 39.6458 |  | 1 | 15 |  | 0 | 16 |  |  | * |  |  | None | *
5 | IP-60449_DOC | CHANNEL C6x8.2 piece 40 ft long | 0 | Reference Item - Document Management | Active |  | 99999 | 1 |  |  |  | Item | 1 | EA | 100 | 1 | 1 | Date |  |  | 2024-09-30 15:41 |  | * | [6 empty] | 1 |  | 1 |  |  | 0 | 0 | [5 empty] | None
4 | - IP-59169 | 16ga GA Jkt coil 60 | 0 | Sub-assembly | Active |  | 9 | 1 |  |  |  | Item | 1 | EA | 100 | 1 | 1 | Date |  |  | 2024-09-30 15:41 |  | * | [6 empty] | 1 |  | 1 | 0.064923 |  | 0.064923 | 17.0649 |  |  | * |  |  | None | *
5 | 45-GALC-0225 | STEEL,JKT,A60,16 GA,60" COIL | 0 | Purchased Item | Active |  | 1 | 1 |  |  |  | Item | 0.233 | SFT | 100 | 1 | 0.233 | Date |  |  | 2024-09-30 15:41 |  | * | [6 empty] | 0.233 |  | 1 | 15 |  | 0 | 16 |  |  | * |  |  | None | *
5 | IP-59169_DOC | 16ga GA Jkt coil 60. | B | Reference Item - Document Management | Active |  | 99999 | 1 |  |  |  | Item | 1 | EA | 100 | 1 | 1 | Date |  |  | 2024-09-30 15:41 |  | * | [6 empty] | 1 |  | 1 |  |  | 0 | 0 | [5 empty] | None
4 | - MCYSC4-SMA-54846 | BASE - LIFTING LUG - PERMANENT MAIN ASSY | 0 | Sub-assembly | Active |  | 10 | 1 |  |  |  | Item | 7 | EA | 100 | 1 | 7 | Date |  |  | 2024-09-30 15:41 |  | * | [6 empty] | 7 |  | 1 | 0 |  | 0.18936 | 18.1894 |  |  | * |  |  | None | *
5 | - IP-54845 | Sheet Metal-Solid-Carbon Steel Low-0.375 in. | 0 | Sub-assembly | Active |  | 1 | 1 |  |  |  | Item | 2 | EA | 100 | 1 | 14 | Date |  |  | 2024-09-30 15:41 |  | * | [6 empty] | 14 |  | 1 | 0.18936 |  | 0.18936 | 17.1894 |  |  | * |  |  | None | *
6 | 45-HOTR-0221 | SHEET METAL-SOLID-CARBON STEEL LOW-0.375 IN. | 0 | Purchased Item | Active |  | 1 | 1 |  |  |  | Item | 0.005 | SFT | 100 | 1 | 0.07 | Date |  |  | 2024-09-30 15:41 |  | * | [6 empty] | 0.07 |  | 1 | 15 |  | 0 | 16 |  |  | * |  |  | None | *
6 | IP-54845_DOC | Sheet Metal-Solid-Carbon Steel Low-0.375 in.. | C | Reference Item - Document Management | Active |  | 99999 | 1 |  |  |  | Item | 1 | EA | 100 | 1 | 14 | Date |  |  | 2024-09-30 15:41 |  | * | [6 empty] | 14 |  | 1 | 10 |  | 0 | 10 | [5 empty] | None
5 | - IP-54844 | 48x120 ½" hot rolled Steel A36 | 0 | Sub-assembly | Active |  | 2 | 1 |  |  |  | Item | 1 | EA | 100 | 1 | 7 | Date |  |  | 2024-09-30 15:41 |  | * | [6 empty] | 7 |  | 1 | 0.18936 |  | 0.18936 | 17.1894 |  |  | * |  |  | None | *
6 | 45-HOTR-0400 | 48X120 ½" HOT ROLLED STEEL A36 | 0 | Purchased Item | Active |  | 1 | 1 |  |  |  | Item | 0.011 | SFT | 100 | 1 | 0.077 | Date |  |  | 2024-09-30 15:41 |  | * | [6 empty] | 0.077 |  | 1 | 15 |  | 0 | 16 |  |  | * |  |  | None | *
6 | IP-54844_DOC | 48x120 ?" hot rolled Steel A36. | C | Reference Item - Document Management | Active |  | 99999 | 1 |  |  |  | Item | 1 | EA | 100 | 1 | 7 | Date |  |  | 2024-09-30 15:41 |  | * | [6 empty] | 7 |  | 1 |  |  | 0 | 0 | [5 empty] | None
4 | - IP-60450 | CHANNEL C6x8.2 piece 40 ft long | 0 | Sub-assembly | Active |  | 11 | 1 |  |  |  | Item | 1 | EA | 100 | 1 | 1 | Date |  |  | 2024-09-30 15:41 |  | * | [6 empty] | 1 |  | 1 | 0 |  | 0 | 17 |  |  | * |  |  | None | *
5 | 40-CHAN-013040 | CHANNEL C6X8.2 PIECE 40 FT LONG | 0 | Purchased Item | Active |  | 1 | 1 |  |  |  | Item | 39.64 | FT | 100 | 1 | 39.64 | Date |  |  | 2024-09-30 15:41 |  | * | [6 empty] | 39.64 |  | 1 | 15 |  | 0 | 16 |  |  | * |  |  | None | *
5 | IP-60450_DOC | CHANNEL C6x8.2 piece 40 ft long | 0 | Reference Item - Document Management | Active |  | 99999 | 1 |  |  |  | Item | 1 | EA | 100 | 1 | 1 | Date |  |  | 2024-09-30 15:41 |  | * | [6 empty] | 1 |  | 1 |  |  | 0 | 0 | [5 empty] | None
4 | - IP-60331 | 16ga GA Jkt coil 60 | 0 | Sub-assembly | Active |  | 12 | 1 |  |  |  | Item | 1 | EA | 100 | 1 | 1 | Date |  |  | 2024-09-30 15:41 |  | * | [6 empty] | 1 |  | 1 | 0.064923 |  | 0.064923 | 31.0649 |  |  | * |  |  | None | *
5 | 45-GALC-0225 | STEEL,JKT,A60,16 GA,60" COIL | 0 | Purchased Item | Active |  | 1 | 1 |  |  |  | Item | 0.076 | SFT | 100 | 1 | 0.076 | Date |  |  | 2024-09-30 15:41 |  | * | [6 empty] | 0.076 |  | 1 | 15 |  | 0 | 16 |  |  | * |  |  | None | *
5 | IP-60331_DOC | 16ga GA Jkt coil 60. | B | Reference Item - Document Management | Active |  | 99999 | 1 |  |  |  | Item | 1 | EA | 100 | 1 | 1 | Date |  |  | 2024-09-30 15:41 |  | * | [6 empty] | 1 |  | 1 | 30 |  | 0 | 30 | [5 empty] | None
4 | - IP-60330 | 16ga GA Jkt coil 60 | 0 | Sub-assembly | Active |  | 13 | 1 |  |  |  | Item | 1 | EA | 100 | 1 | 1 | Date |  |  | 2024-09-30 15:41 |  | * | [6 empty] | 1 |  | 1 | 0.064923 |  | 0.064923 | 26.0649 |  |  | * |  |  | None | *
5 | 45-GALC-0225 | STEEL,JKT,A60,16 GA,60" COIL | 0 | Purchased Item | Active |  | 1 | 1 |  |  |  | Item | 0.076 | SFT | 100 | 1 | 0.076 | Date |  |  | 2024-09-30 15:41 |  | * | [6 empty] | 0.076 |  | 1 | 15 |  | 0 | 16 |  |  | * |  |  | None | *
5 | IP-60330_DOC | 16ga GA Jkt coil 60. | B | Reference Item - Document Management | Active |  | 99999 | 1 |  |  |  | Item | 1 | EA | 100 | 1 | 1 | Date |  |  | 2024-09-30 15:41 |  | * | [6 empty] | 1 |  | 1 | 25 |  | 0 | 25 | [5 empty] | None
4 | - IP-59155 | 16ga GA Jkt coil 60 | 0 | Sub-assembly | Active |  | 14 | 1 |  |  |  | Item | 1 | EA | 100 | 1 | 1 | Date |  |  | 2024-09-30 15:41 |  | * | [6 empty] | 1 |  | 1 | 0.064923 |  | 0.064923 | 17.0649 |  |  | * |  |  | None | *
5 | 45-GALC-0225 | STEEL,JKT,A60,16 GA,60" COIL | 0 | Purchased Item | Active |  | 1 | 1 |  |  |  | Item | 0.211 | SFT | 100 | 1 | 0.211 | Date |  |  | 2024-09-30 15:41 |  | * | [6 empty] | 0.211 |  | 1 | 15 |  | 0 | 16 |  |  | * |  |  | None | *
5 | IP-59155_DOC | 16ga GA Jkt coil 60. | B | Reference Item - Document Management | Active |  | 99999 | 1 |  |  |  | Item | 1 | EA | 100 | 1 | 1 | Date |  |  | 2024-09-30 15:41 |  | * | [6 empty] | 1 |  | 1 |  |  | 0 | 0 | [5 empty] | None
4 | - IP-59154 | 16ga GA Jkt coil 60 | 0 | Sub-assembly | Active |  | 15 | 1 |  |  |  | Item | 1 | EA | 100 | 1 | 1 | Date |  |  | 2024-09-30 15:41 |  | * | [6 empty] | 1 |  | 1 | 0.064923 |  | 0.064923 | 31.0649 |  |  | * |  |  | None | *
5 | 45-GALC-0225 | STEEL,JKT,A60,16 GA,60" COIL | 0 | Purchased Item | Active |  | 1 | 1 |  |  |  | Item | 0.211 | SFT | 100 | 1 | 0.211 | Date |  |  | 2024-09-30 15:41 |  | * | [6 empty] | 0.211 |  | 1 | 15 |  | 0 | 16 |  |  | * |  |  | None | *
5 | IP-59154_DOC | 16ga GA Jkt coil 60. | B | Reference Item - Document Management | Active |  | 99999 | 1 |  |  |  | Item | 1 | EA | 100 | 1 | 1 | Date |  |  | 2024-09-30 15:41 |  | * | [6 empty] | 1 |  | 1 | 30 |  | 0 | 30 | [5 empty] | None
4 | - IP-59153 | 16ga GA Jkt coil 60 | 0 | Sub-assembly | Active |  | 16 | 1 |  |  |  | Item | 1 | EA | 100 | 1 | 1 | Date |  |  | 2024-09-30 15:41 |  | * | [6 empty] | 1 |  | 1 | 0.064923 |  | 0.064923 | 17.0649 |  |  | * |  |  | None | *
5 | 45-GALC-0225 | STEEL,JKT,A60,16 GA,60" COIL | 0 | Purchased Item | Active |  | 1 | 1 |  |  |  | Item | 0.795 | SFT | 100 | 1 | 0.795 | Date |  |  | 2024-09-30 15:41 |  | * | [6 empty] | 0.795 |  | 1 | 15 |  | 0 | 16 |  |  | * |  |  | None | *
5 | IP-59153_DOC | 16ga GA Jkt coil 60. | B | Reference Item - Document Management | Active |  | 99999 | 1 |  |  |  | Item | 1 | EA | 100 | 1 | 1 | Date |  |  | 2024-09-30 15:41 |  | * | [6 empty] | 1 |  | 1 |  |  | 0 | 0 | [5 empty] | None
4 | - IP-59152 | 16ga GA Jkt coil 60 | 0 | Sub-assembly | Active |  | 17 | 1 |  |  |  | Item | 1 | EA | 100 | 1 | 1 | Date |  |  | 2024-09-30 15:41 |  | * | [6 empty] | 1 |  | 1 | 0.064923 |  | 0.064923 | 17.0649 |  |  | * |  |  | None | *
5 | 45-GALC-0225 | STEEL,JKT,A60,16 GA,60" COIL | 0 | Purchased Item | Active |  | 1 | 1 |  |  |  | Item | 0.795 | SFT | 100 | 1 | 0.795 | Date |  |  | 2024-09-30 15:41 |  | * | [6 empty] | 0.795 |  | 1 | 15 |  | 0 | 16 |  |  | * |  |  | None | *
5 | IP-59152_DOC | 16ga GA Jkt coil 60. | B | Reference Item - Document Management | Active |  | 99999 | 1 |  |  |  | Item | 1 | EA | 100 | 1 | 1 | Date |  |  | 2024-09-30 15:41 |  | * | [6 empty] | 1 |  | 1 |  |  | 0 | 0 | [5 empty] | None
4 | - IP-54781 | 14ga SS 304L Solid 60x144 | 0 | Sub-assembly | Active |  | 18 | 1 |  |  |  | Item | 12 | EA | 100 | 1 | 12 | Date |  |  | 2024-09-30 15:41 |  | * | [6 empty] | 12 |  | 1 | 0.064923 |  | 0.064923 | 41.0649 |  |  | * |  |  | None | *
5 | IP-54781_DOC | 14ga SS 304L Solid 60x144. | C | Reference Item - Document Management | Active |  | 99999 | 1 |  |  |  | Item | 1 | EA | 100 | 1 | 12 | Date |  |  | 2024-09-30 15:41 |  | * | [6 empty] | 12 |  | 1 | 40 |  | 0 | 40 | [5 empty] | None
5 | 45-304L-0192 | STEEL,304L,S/S,14GA,60X144 | 0 | Purchased Item | Active |  | 1 | 10 |  |  |  | Item | 5.1474 | SFT | 100 | 1 | 61.7688 | Date |  |  | 2024-09-30 15:41 |  | * |  | Operation Pull | WIP_APU-1 |  |  |  | 61.7688 |  | 10 | 20 |  | 0 | 21 |  |  | * |  |  | None | *
4 | - IP-59159 | 16ga GA Jkt coil 60 | 0 | Sub-assembly | Active |  | 19 | 1 |  |  |  | Item | 1 | EA | 100 | 1 | 1 | Date |  |  | 2024-09-30 15:41 |  | * | [6 empty] | 1 |  | 1 | 0.064923 |  | 0.064923 | 17.0649 |  |  | * |  |  | None | *
5 | 45-GALC-0225 | STEEL,JKT,A60,16 GA,60" COIL | 0 | Purchased Item | Active |  | 1 | 1 |  |  |  | Item | 0.373 | SFT | 100 | 1 | 0.373 | Date |  |  | 2024-09-30 15:41 |  | * | [6 empty] | 0.373 |  | 1 | 15 |  | 0 | 16 |  |  | * |  |  | None | *
5 | IP-59159_DOC | 16ga GA Jkt coil 60. | B | Reference Item - Document Management | Active |  | 99999 | 1 |  |  |  | Item | 1 | EA | 100 | 1 | 1 | Date |  |  | 2024-09-30 15:41 |  | * | [6 empty] | 1 |  | 1 |  |  | 0 | 0 | [5 empty] | None
4 | - IP-54783 | 14ga SS 304L Solid 60x144 | 0 | Sub-assembly | Active |  | 20 | 1 |  |  |  | Item | 4 | EA | 100 | 1 | 4 | Date |  |  | 2024-09-30 15:41 |  | * | [6 empty] | 4 |  | 1 | 0.064923 |  | 0.064923 | 22.0649 |  |  | * |  |  | None | *
5 | 45-304L-0192 | STEEL,304L,S/S,14GA,60X144 | 0 | Purchased Item | Active |  | 1 | 1 |  |  |  | Item | 0.11883 | SFT | 100 | 1 | 0.47532 | Date |  |  | 2024-09-30 15:41 |  | * | [6 empty] | 0.47532 |  | 1 | 20 |  | 0 | 21 |  |  | * |  |  | None | *
5 | IP-54783_DOC | 14ga SS 304L Solid 60x144. | D | Reference Item - Document Management | Active |  | 99999 | 1 |  |  |  | Item | 1 | EA | 100 | 1 | 4 | Date |  |  | 2024-09-30 15:41 |  | * | [6 empty] | 4 |  | 1 | 10 |  | 0 | 10 | [5 empty] | None
4 | - IP-59158 | 16ga GA Jkt coil 60 | 0 | Sub-assembly | Active |  | 21 | 1 |  |  |  | Item | 1 | EA | 100 | 1 | 1 | Date |  |  | 2024-09-30 15:41 |  | * | [6 empty] | 1 |  | 1 | 0.064923 |  | 0.064923 | 17.0649 |  |  | * |  |  | None | *
5 | 45-GALC-0225 | STEEL,JKT,A60,16 GA,60" COIL | 0 | Purchased Item | Active |  | 1 | 1 |  |  |  | Item | 0.373 | SFT | 100 | 1 | 0.373 | Date |  |  | 2024-09-30 15:41 |  | * | [6 empty] | 0.373 |  | 1 | 15 |  | 0 | 16 |  |  | * |  |  | None | *
5 | IP-59158_DOC | 16ga GA Jkt coil 60. | B | Reference Item - Document Management | Active |  | 99999 | 1 |  |  |  | Item | 1 | EA | 100 | 1 | 1 | Date |  |  | 2024-09-30 15:41 |  | * | [6 empty] | 1 |  | 1 |  |  | 0 | 0 | [5 empty] | None
4 | - IP-54782 | 14ga SS 304L Solid 60x144 | 0 | Sub-assembly | Active |  | 22 | 1 |  |  |  | Item | 4 | EA | 100 | 1 | 4 | Date |  |  | 2024-09-30 15:41 |  | * | [6 empty] | 4 |  | 1 | 0.064923 |  | 0.064923 | 22.0649 |  |  | * |  |  | None | *
5 | 45-304L-0192 | STEEL,304L,S/S,14GA,60X144 | 0 | Purchased Item | Active |  | 1 | 1 |  |  |  | Item | 1.1091 | SFT | 100 | 1 | 4.4364 | Date |  |  | 2024-09-30 15:41 |  | * | [6 empty] | 4.4364 |  | 1 | 20 |  | 0 | 21 |  |  | * |  |  | None | *
5 | IP-54782_DOC | 14ga SS 304L Solid 60x144. | C | Reference Item - Document Management | Active |  | 99999 | 1 |  |  |  | Item | 1 | EA | 100 | 1 | 4 | Date |  |  | 2024-09-30 15:41 |  | * | [6 empty] | 4 |  | 1 |  |  | 0 | 0 | [5 empty] | None
4 | - IP-54778 | STL,TUBE,A36, 4 x 2 x 1/4" piece 40 ft long | 0 | Sub-assembly | Active |  | 23 | 1 |  |  |  | Item | 1 | EA | 100 | 1 | 1 | Date |  |  | 2024-09-30 15:41 |  | * | [6 empty] | 1 |  | 1 | 0.45987 |  | 0.45987 | 17.4599 |  |  | * |  |  | None | *
5 | 40-TUBE-A32414 | STL,TUBE,A36, 4 X 2 X 1/4" PIECE 40 FT LONG | 0 | Purchased Item | Active |  | 1 | 1 |  |  |  | Item | 6.1667 | FT | 100 | 1 | 6.1667 | Date |  |  | 2024-09-30 15:41 |  | * | [6 empty] | 6.1667 |  | 1 | 15 |  | 0 | 16 |  |  | * |  |  | None | *
5 | IP-54778_DOC | STL,TUBE,A36, 4 x 2 x 1/4" piece 40 ft long. | C | Reference Item - Document Management | Active |  | 99999 | 1 |  |  |  | Item | 1 | EA | 100 | 1 | 1 | Date |  |  | 2024-09-30 15:41 |  | * | [6 empty] | 1 |  | 1 |  |  | 0 | 0 | [5 empty] | None
4 | - IP-54777 | STL,TUBE,A36, 4 x 2 x 1/4" piece 40 ft long | 0 | Sub-assembly | Active |  | 24 | 1 |  |  |  | Item | 2 | EA | 100 | 1 | 2 | Date |  |  | 2024-09-30 15:41 |  | * | [6 empty] | 2 |  | 1 | 0.45987 |  | 0.45987 | 17.4599 |  |  | * |  |  | None | *
5 | 40-TUBE-A32414 | STL,TUBE,A36, 4 X 2 X 1/4" PIECE 40 FT LONG | 0 | Purchased Item | Active |  | 1 | 1 |  |  |  | Item | 6.7448 | FT | 100 | 1 | 13.4896 | Date |  |  | 2024-09-30 15:41 |  | * | [6 empty] | 13.4896 |  | 1 | 15 |  | 0 | 16 |  |  | * |  |  | None | *
5 | IP-54777_DOC | STL,TUBE,A36, 4 x 2 x 1/4" piece 40 ft long. | C | Reference Item - Document Management | Active |  | 99999 | 1 |  |  |  | Item | 1 | EA | 100 | 1 | 2 | Date |  |  | 2024-09-30 15:41 |  | * | [6 empty] | 2 |  | 1 | 10 |  | 0 | 10 | [5 empty] | None
4 | - IP-54779 | Structural Angle- Black Steel-2.0- in.W x 03.00 in.H x 0.25 in.T | 0 | Sub-assembly | Active |  | 25 | 1 |  |  |  | Item | 12 | EA | 100 | 1 | 12 | Date |  |  | 2024-09-30 15:41 |  | * | [6 empty] | 12 |  | 1 | 0.27051 |  | 0.27051 | 17.2705 |  |  | * |  |  | None | *
5 | 40-AN-2314 | 2x3x1/4 | 0 | Purchased Item | Active |  | 1 | 1 |  |  |  | Item | 0.25 | FT | 100 | 1 | 3 | Date |  |  | 2024-09-30 15:41 |  | * | [6 empty] | 3 |  | 1 | 15 |  | 0 | 16 |  |  | * |  |  | None | *
5 | IP-54779_DOC | Structural Angle- Black Steel-2.0- in.W x 03.00 in.H x 0.25 in.T. | C | Reference Item - Document Management | Active |  | 99999 | 1 |  |  |  | Item | 1 | EA | 100 | 1 | 12 | Date |  |  | 2024-09-30 15:41 |  | * | [6 empty] | 12 |  | 1 |  |  | 0 | 0 | [5 empty] | None
4 | - IP-59145 | 16ga GA Jkt coil 60 | 0 | Sub-assembly | Active |  | 26 | 1 |  |  |  | Item | 1 | EA | 100 | 1 | 1 | Date |  |  | 2024-09-30 15:41 |  | * | [6 empty] | 1 |  | 1 | 0.064923 |  | 0.064923 | 26.0649 |  |  | * |  |  | None | *
5 | 45-GALC-0225 | STEEL,JKT,A60,16 GA,60" COIL | 0 | Purchased Item | Active |  | 1 | 1 |  |  |  | Item | 0.159 | SFT | 100 | 1 | 0.159 | Date |  |  | 2024-09-30 15:41 |  | * | [6 empty] | 0.159 |  | 1 | 15 |  | 0 | 16 |  |  | * |  |  | None | *
5 | IP-59145_DOC | 16ga GA Jkt coil 60. | B | Reference Item - Document Management | Active |  | 99999 | 1 |  |  |  | Item | 1 | EA | 100 | 1 | 1 | Date |  |  | 2024-09-30 15:41 |  | * | [6 empty] | 1 |  | 1 | 25 |  | 0 | 25 | [5 empty] | None
4 | - IP-59144 | 16ga GA Jkt coil 60 | 0 | Sub-assembly | Active |  | 27 | 1 |  |  |  | Item | 1 | EA | 100 | 1 | 1 | Date |  |  | 2024-09-30 15:41 |  | * | [6 empty] | 1 |  | 1 | 0.064923 |  | 0.064923 | 17.0649 |  |  | * |  |  | None | *
5 | 45-GALC-0225 | STEEL,JKT,A60,16 GA,60" COIL | 0 | Purchased Item | Active |  | 1 | 1 |  |  |  | Item | 0.083 | SFT | 100 | 1 | 0.083 | Date |  |  | 2024-09-30 15:41 |  | * | [6 empty] | 0.083 |  | 1 | 15 |  | 0 | 16 |  |  | * |  |  | None | *
5 | IP-59144_DOC | 16ga GA Jkt coil 60. | B | Reference Item - Document Management | Active |  | 99999 | 1 |  |  |  | Item | 1 | EA | 100 | 1 | 1 | Date |  |  | 2024-09-30 15:41 |  | * | [6 empty] | 1 |  | 1 |  |  | 0 | 0 | [5 empty] | None
4 | - IP-59143 | 16ga GA Jkt coil 60 | 0 | Sub-assembly | Active |  | 28 | 1 |  |  |  | Item | 1 | EA | 100 | 1 | 1 | Date |  |  | 2024-09-30 15:41 |  | * | [6 empty] | 1 |  | 1 | 0.064923 |  | 0.064923 | 17.0649 |  |  | * |  |  | None | *
5 | 45-GALC-0225 | STEEL,JKT,A60,16 GA,60" COIL | 0 | Purchased Item | Active |  | 1 | 1 |  |  |  | Item | 0.076 | SFT | 100 | 1 | 0.076 | Date |  |  | 2024-09-30 15:41 |  | * | [6 empty] | 0.076 |  | 1 | 15 |  | 0 | 16 |  |  | * |  |  | None | *
5 | IP-59143_DOC | 16ga GA Jkt coil 60. | B | Reference Item - Document Management | Active |  | 99999 | 1 |  |  |  | Item | 1 | EA | 100 | 1 | 1 | Date |  |  | 2024-09-30 15:41 |  | * | [6 empty] | 1 |  | 1 |  |  | 0 | 0 | [5 empty] | None
4 | - IP-59142 | 16ga GA Jkt coil 60 | 0 | Sub-assembly | Active |  | 29 | 1 |  |  |  | Item | 1 | EA | 100 | 1 | 1 | Date |  |  | 2024-09-30 15:41 |  | * | [6 empty] | 1 |  | 1 | 0.064923 |  | 0.064923 | 17.0649 |  |  | * |  |  | None | *
5 | 45-GALC-0225 | STEEL,JKT,A60,16 GA,60" COIL | 0 | Purchased Item | Active |  | 1 | 1 |  |  |  | Item | 0.189 | SFT | 100 | 1 | 0.189 | Date |  |  | 2024-09-30 15:41 |  | * | [6 empty] | 0.189 |  | 1 | 15 |  | 0 | 16 |  |  | * |  |  | None | *
5 | IP-59142_DOC | 16ga GA Jkt coil 60. | B | Reference Item - Document Management | Active |  | 99999 | 1 |  |  |  | Item | 1 | EA | 100 | 1 | 1 | Date |  |  | 2024-09-30 15:41 |  | * | [6 empty] | 1 |  | 1 | 5 |  | 0 | 5 | [5 empty] | None
4 | - IP-59141 | 16ga GA Jkt coil 60 | 0 | Sub-assembly | Active |  | 30 | 1 |  |  |  | Item | 1 | EA | 100 | 1 | 1 | Date |  |  | 2024-09-30 15:41 |  | * | [6 empty] | 1 |  | 1 | 0.064923 |  | 0.064923 | 31.0649 |  |  | * |  |  | None | *
5 | 45-GALC-0225 | STEEL,JKT,A60,16 GA,60" COIL | 0 | Purchased Item | Active |  | 1 | 1 |  |  |  | Item | 0.159 | SFT | 100 | 1 | 0.159 | Date |  |  | 2024-09-30 15:41 |  | * | [6 empty] | 0.159 |  | 1 | 15 |  | 0 | 16 |  |  | * |  |  | None | *
5 | IP-59141_DOC | 16ga GA Jkt coil 60. | B | Reference Item - Document Management | Active |  | 99999 | 1 |  |  |  | Item | 1 | EA | 100 | 1 | 1 | Date |  |  | 2024-09-30 15:41 |  | * | [6 empty] | 1 |  | 1 | 30 |  | 0 | 30 | [5 empty] | None
4 | - IP-59140 | 16ga GA Jkt coil 60 | 0 | Sub-assembly | Active |  | 31 | 1 |  |  |  | Item | 1 | EA | 100 | 1 | 1 | Date |  |  | 2024-09-30 15:41 |  | * | [6 empty] | 1 |  | 1 | 0.064923 |  | 0.064923 | 17.0649 |  |  | * |  |  | None | *
5 | 45-GALC-0225 | STEEL,JKT,A60,16 GA,60" COIL | 0 | Purchased Item | Active |  | 1 | 1 |  |  |  | Item | 0.083 | SFT | 100 | 1 | 0.083 | Date |  |  | 2024-09-30 15:41 |  | * | [6 empty] | 0.083 |  | 1 | 15 |  | 0 | 16 |  |  | * |  |  | None | *
5 | IP-59140_DOC | 16ga GA Jkt coil 60. | B | Reference Item - Document Management | Active |  | 99999 | 1 |  |  |  | Item | 1 | EA | 100 | 1 | 1 | Date |  |  | 2024-09-30 15:41 |  | * | [6 empty] | 1 |  | 1 |  |  | 0 | 0 | [5 empty] | None
4 | - IP-54774 | STL,TUBE,A36, 4 x 4 x 1/4" piece 40 ft long | 0 | Sub-assembly | Active |  | 32 | 1 |  |  |  | Item | 3 | EA | 100 | 1 | 3 | Date |  |  | 2024-09-30 15:41 |  | * | [6 empty] | 3 |  | 1 | 0.45987 |  | 0.45987 | 17.4599 |  |  | * |  |  | None | *
5 | 40-TUBE-A34414 | STL,TUBE,A36, 4 X 4 X 1/4" PIECE 40 FT LONG | 0 | Purchased Item | Active |  | 1 | 1 |  |  |  | Item | 2.75 | FT | 100 | 1 | 8.25 | Date |  |  | 2024-09-30 15:41 |  | * | [6 empty] | 8.25 |  | 1 | 15 |  | 0 | 16 |  |  | * |  |  | None | *
5 | IP-54774_DOC | STL,TUBE,A36, 4 x 4 x 1/4" piece 40 ft long. | C | Reference Item - Document Management | Active |  | 99999 | 1 |  |  |  | Item | 1 | EA | 100 | 1 | 3 | Date |  |  | 2024-09-30 15:41 |  | * | [6 empty] | 3 |  | 1 |  |  | 0 | 0 | [5 empty] | None
4 | - IP-54773 | STL,TUBE,A36, 4 x 4 x 1/4" piece 40 ft long | 0 | Sub-assembly | Active |  | 33 | 1 |  |  |  | Item | 5 | EA | 100 | 1 | 5 | Date |  |  | 2024-09-30 15:41 |  | * | [6 empty] | 5 |  | 1 | 0.45987 |  | 0.45987 | 17.4599 |  |  | * |  |  | None | *
5 | 40-TUBE-A34414 | STL,TUBE,A36, 4 X 4 X 1/4" PIECE 40 FT LONG | 0 | Purchased Item | Active |  | 1 | 1 |  |  |  | Item | 6.1667 | FT | 100 | 1 | 30.8333 | Date |  |  | 2024-09-30 15:41 |  | * | [6 empty] | 30.8333 |  | 1 | 15 |  | 0 | 16 |  |  | * |  |  | None | *
5 | IP-54773_DOC | STL,TUBE,A36, 4 x 4 x 1/4" piece 40 ft long. | C | Reference Item - Document Management | Active |  | 99999 | 1 |  |  |  | Item | 1 | EA | 100 | 1 | 5 | Date |  |  | 2024-09-30 15:41 |  | * | [6 empty] | 5 |  | 1 |  |  | 0 | 0 | [5 empty] | None
4 | - IP-54776 | STL,TUBE,A36, 4 x 2 x 1/4" piece 40 ft long | 0 | Sub-assembly | Active |  | 34 | 1 |  |  |  | Item | 1 | EA | 100 | 1 | 1 | Date |  |  | 2024-09-30 15:41 |  | * | [6 empty] | 1 |  | 1 | 0.45987 |  | 0.45987 | 31.4599 |  |  | * |  |  | None | *
5 | 40-TUBE-A32414 | STL,TUBE,A36, 4 X 2 X 1/4" PIECE 40 FT LONG | 0 | Purchased Item | Active |  | 1 | 1 |  |  |  | Item | 6.1667 | FT | 100 | 1 | 6.1667 | Date |  |  | 2024-09-30 15:41 |  | * | [6 empty] | 6.1667 |  | 1 | 15 |  | 0 | 16 |  |  | * |  |  | None | *
5 | IP-54776_DOC | STL,TUBE,A36, 4 x 2 x 1/4" piece 40 ft long. | D | Reference Item - Document Management | Active |  | 99999 | 1 |  |  |  | Item | 1 | EA | 100 | 1 | 1 | Date |  |  | 2024-09-30 15:41 |  | * | [6 empty] | 1 |  | 1 | 30 |  | 0 | 30 | [5 empty] | None
4 | - IP-59306 | 16ga GA Jkt coil 60 | 0 | Sub-assembly | Active |  | 35 | 1 |  |  |  | Item | 1 | EA | 100 | 1 | 1 | Date |  |  | 2024-09-30 15:41 |  | * | [6 empty] | 1 |  | 1 | 0.064923 |  | 0.064923 | 51.0649 |  |  | * |  |  | None | *
5 | 45-GALC-0225 | STEEL,JKT,A60,16 GA,60" COIL | 0 | Purchased Item | Active |  | 1 | 1 |  |  |  | Item | 0.921 | SFT | 100 | 1 | 0.921 | Date |  |  | 2024-09-30 15:41 |  | * | [6 empty] | 0.921 |  | 1 | 15 |  | 0 | 16 |  |  | * |  |  | None | *
5 | IP-59306_DOC | 16ga GA Jkt coil 60. | B | Reference Item - Document Management | Active |  | 99999 | 1 |  |  |  | Item | 1 | EA | 100 | 1 | 1 | Date |  |  | 2024-09-30 15:41 |  | * | [6 empty] | 1 |  | 1 | 50 |  | 0 | 50 | [5 empty] | None
4 | - IP-59305 | 16ga GA Jkt coil 60 | 0 | Sub-assembly | Active |  | 36 | 1 |  |  |  | Item | 1 | EA | 100 | 1 | 1 | Date |  |  | 2024-09-30 15:41 |  | * | [6 empty] | 1 |  | 1 | 0.064923 |  | 0.064923 | 17.0649 |  |  | * |  |  | None | *
5 | 45-GALC-0225 | STEEL,JKT,A60,16 GA,60" COIL | 0 | Purchased Item | Active |  | 1 | 1 |  |  |  | Item | 0.921 | SFT | 100 | 1 | 0.921 | Date |  |  | 2024-09-30 15:41 |  | * | [6 empty] | 0.921 |  | 1 | 15 |  | 0 | 16 |  |  | * |  |  | None | *
5 | IP-59305_DOC | 16ga GA Jkt coil 60. | B | Reference Item - Document Management | Active |  | 99999 | 1 |  |  |  | Item | 1 | EA | 100 | 1 | 1 | Date |  |  | 2024-09-30 15:41 |  | * | [6 empty] | 1 |  | 1 | 0 |  | 0 | 0 | [5 empty] | None
4 | - IP-54770 | STL,TUBE,A36, 4 x 2 x 1/4" piece 40 ft long | 0 | Sub-assembly | Active |  | 37 | 1 |  |  |  | Item | 6 | EA | 100 | 1 | 6 | Date |  |  | 2024-09-30 15:41 |  | * | [6 empty] | 6 |  | 1 | 0.45987 |  | 0.45987 | 17.4599 |  |  | * |  |  | None | *
5 | 40-TUBE-A32414 | STL,TUBE,A36, 4 X 2 X 1/4" PIECE 40 FT LONG | 0 | Purchased Item | Active |  | 1 | 1 |  |  |  | Item | 13.6562 | FT | 100 | 1 | 81.9375 | Date |  |  | 2024-09-30 15:41 |  | * | [6 empty] | 81.9375 |  | 1 | 15 |  | 0 | 16 |  |  | * |  |  | None | *
5 | IP-54770_DOC | STL,TUBE,A36, 4 x 2 x 1/4" piece 40 ft long. | C | Reference Item - Document Management | Active |  | 99999 | 1 |  |  |  | Item | 1 | EA | 100 | 1 | 6 | Date |  |  | 2024-09-30 15:41 |  | * | [6 empty] | 6 |  | 1 | 5 |  | 0 | 5 | [5 empty] | None
4 | - IP-54772 | STL,TUBE,A36, 4 x 2 x 1/4" piece 40 ft long | 0 | Sub-assembly | Active |  | 38 | 1 |  |  |  | Item | 1 | EA | 100 | 1 | 1 | Date |  |  | 2024-09-30 15:41 |  | * | [6 empty] | 1 |  | 1 | 0.45987 |  | 0.45987 | 17.4599 |  |  | * |  |  | None | *
5 | 40-TUBE-A32414 | STL,TUBE,A36, 4 X 2 X 1/4" PIECE 40 FT LONG | 0 | Purchased Item | Active |  | 1 | 1 |  |  |  | Item | 1.5781 | FT | 100 | 1 | 1.5781 | Date |  |  | 2024-09-30 15:41 |  | * | [6 empty] | 1.5781 |  | 1 | 15 |  | 0 | 16 |  |  | * |  |  | None | *
5 | IP-54772_DOC | STL,TUBE,A36, 4 x 2 x 1/4" piece 40 ft long. | C | Reference Item - Document Management | Active |  | 99999 | 1 |  |  |  | Item | 1 | EA | 100 | 1 | 1 | Date |  |  | 2024-09-30 15:41 |  | * | [6 empty] | 1 |  | 1 |  |  | 0 | 0 | [5 empty] | None
4 | - IP-54771 | STL,TUBE,A36, 4 x 2 x 1/4" piece 40 ft long | 0 | Sub-assembly | Active |  | 39 | 1 |  |  |  | Item | 2 | EA | 100 | 1 | 2 | Date |  |  | 2024-09-30 15:41 |  | * | [6 empty] | 2 |  | 1 | 0.45987 |  | 0.45987 | 17.4599 |  |  | * |  |  | None | *
5 | 40-TUBE-A32414 | STL,TUBE,A36, 4 X 2 X 1/4" PIECE 40 FT LONG | 0 | Purchased Item | Active |  | 1 | 1 |  |  |  | Item | 6.5 | FT | 100 | 1 | 13 | Date |  |  | 2024-09-30 15:41 |  | * | [6 empty] | 13 |  | 1 | 15 |  | 0 | 16 |  |  | * |  |  | None | *
5 | IP-54771_DOC | STL,TUBE,A36, 4 x 2 x 1/4" piece 40 ft long. | C | Reference Item - Document Management | Active |  | 99999 | 1 |  |  |  | Item | 1 | EA | 100 | 1 | 2 | Date |  |  | 2024-09-30 15:41 |  | * | [6 empty] | 2 |  | 1 |  |  | 0 | 0 | [5 empty] | None
4 | - IP-54767 | STL,TUBE,A36, 4 x 4 x 1/4" piece 40 ft long | 0 | Sub-assembly | Active |  | 40 | 1 |  |  |  | Item | 3 | EA | 100 | 1 | 3 | Date |  |  | 2024-09-30 15:41 |  | * | [6 empty] | 3 |  | 1 | 0.45987 |  | 0.45987 | 17.4599 |  |  | * |  |  | None | *
5 | 40-TUBE-A34414 | STL,TUBE,A36, 4 X 4 X 1/4" PIECE 40 FT LONG | 0 | Purchased Item | Active |  | 1 | 1 |  |  |  | Item | 2.875 | FT | 100 | 1 | 8.625 | Date |  |  | 2024-09-30 15:41 |  | * | [6 empty] | 8.625 |  | 1 | 15 |  | 0 | 16 |  |  | * |  |  | None | *
5 | IP-54767_DOC | STL,TUBE,A36, 4 x 4 x 1/4" piece 40 ft long. | C | Reference Item - Document Management | Active |  | 99999 | 1 |  |  |  | Item | 1 | EA | 100 | 1 | 3 | Date |  |  | 2024-09-30 15:41 |  | * | [6 empty] | 3 |  | 1 |  |  | 0 | 0 | [5 empty] | None
4 | - IP-54766 | STL,TUBE,A36, 4 x 2 x 1/4" piece 40 ft long | 0 | Sub-assembly | Active |  | 41 | 1 |  |  |  | Item | 2 | EA | 100 | 1 | 2 | Date |  |  | 2024-09-30 15:41 |  | * | [6 empty] | 2 |  | 1 | 0.45987 |  | 0.45987 | 17.4599 |  |  | * |  |  | None | *
5 | 40-TUBE-A32414 | STL,TUBE,A36, 4 X 2 X 1/4" PIECE 40 FT LONG | 0 | Purchased Item | Active |  | 1 | 1 |  |  |  | Item | 2.875 | FT | 100 | 1 | 5.75 | Date |  |  | 2024-09-30 15:41 |  | * | [6 empty] | 5.75 |  | 1 | 15 |  | 0 | 16 |  |  | * |  |  | None | *
5 | IP-54766_DOC | STL,TUBE,A36, 4 x 2 x 1/4" piece 40 ft long. | C | Reference Item - Document Management | Active |  | 99999 | 1 |  |  |  | Item | 1 | EA | 100 | 1 | 2 | Date |  |  | 2024-09-30 15:41 |  | * | [6 empty] | 2 |  | 1 |  |  | 0 | 0 | [5 empty] | None
4 | - IP-54769 | STL,TUBE,A36, 4 x 2 x 1/4" piece 40 ft long | 0 | Sub-assembly | Active |  | 42 | 1 |  |  |  | Item | 1 | EA | 100 | 1 | 1 | Date |  |  | 2024-09-30 15:41 |  | * | [6 empty] | 1 |  | 1 | 0.45987 |  | 0.45987 | 17.4599 |  |  | * |  |  | None | *
5 | 40-TUBE-A32414 | STL,TUBE,A36, 4 X 2 X 1/4" PIECE 40 FT LONG | 0 | Purchased Item | Active |  | 1 | 1 |  |  |  | Item | 3.2448 | FT | 100 | 1 | 3.2448 | Date |  |  | 2024-09-30 15:41 |  | * | [6 empty] | 3.2448 |  | 1 | 15 |  | 0 | 16 |  |  | * |  |  | None | *
5 | IP-54769_DOC | STL,TUBE,A36, 4 x 2 x 1/4" piece 40 ft long. | C | Reference Item - Document Management | Active |  | 99999 | 1 |  |  |  | Item | 1 | EA | 100 | 1 | 1 | Date |  |  | 2024-09-30 15:41 |  | * | [6 empty] | 1 |  | 1 |  |  | 0 | 0 | [5 empty] | None
4 | - IP-54768 | STL,TUBE,A36, 4 x 2 x 1/4" piece 40 ft long | 0 | Sub-assembly | Active |  | 43 | 1 |  |  |  | Item | 2 | EA | 100 | 1 | 2 | Date |  |  | 2024-09-30 15:41 |  | * | [6 empty] | 2 |  | 1 | 0.45987 |  | 0.45987 | 17.4599 |  |  | * |  |  | None | *
5 | 40-TUBE-A32414 | STL,TUBE,A36, 4 X 2 X 1/4" PIECE 40 FT LONG | 0 | Purchased Item | Active |  | 1 | 1 |  |  |  | Item | 3.4167 | FT | 100 | 1 | 6.8333 | Date |  |  | 2024-09-30 15:41 |  | * | [6 empty] | 6.8333 |  | 1 | 15 |  | 0 | 16 |  |  | * |  |  | None | *
5 | IP-54768_DOC | STL,TUBE,A36, 4 x 2 x 1/4" piece 40 ft long. | C | Reference Item - Document Management | Active |  | 99999 | 1 |  |  |  | Item | 1 | EA | 100 | 1 | 2 | Date |  |  | 2024-09-30 15:41 |  | * | [6 empty] | 2 |  | 1 |  |  | 0 | 0 | [5 empty] | None
4 | - IP-59135 | 16ga GA Jkt coil 60 | 0 | Sub-assembly | Active |  | 44 | 1 |  |  |  | Item | 1 | EA | 100 | 1 | 1 | Date |  |  | 2024-09-30 15:41 |  | * | [6 empty] | 1 |  | 1 | 0.064923 |  | 0.064923 | 17.0649 |  |  | * |  |  | None | *
5 | 45-GALC-0225 | STEEL,JKT,A60,16 GA,60" COIL | 0 | Purchased Item | Active |  | 1 | 1 |  |  |  | Item | 0.142 | SFT | 100 | 1 | 0.142 | Date |  |  | 2024-09-30 15:41 |  | * | [6 empty] | 0.142 |  | 1 | 15 |  | 0 | 16 |  |  | * |  |  | None | *
5 | IP-59135_DOC | 16ga GA Jkt coil 60. | B | Reference Item - Document Management | Active |  | 99999 | 1 |  |  |  | Item | 1 | EA | 100 | 1 | 1 | Date |  |  | 2024-09-30 15:41 |  | * | [6 empty] | 1 |  | 1 |  |  | 0 | 0 | [5 empty] | None
4 | - IP-59134 | 16ga GA Jkt coil 60 | 0 | Sub-assembly | Active |  | 45 | 1 |  |  |  | Item | 1 | EA | 100 | 1 | 1 | Date |  |  | 2024-09-30 15:41 |  | * | [6 empty] | 1 |  | 1 | 0.064923 |  | 0.064923 | 17.0649 |  |  | * |  |  | None | *
5 | 45-GALC-0225 | STEEL,JKT,A60,16 GA,60" COIL | 0 | Purchased Item | Active |  | 1 | 1 |  |  |  | Item | 0.116 | SFT | 100 | 1 | 0.116 | Date |  |  | 2024-09-30 15:41 |  | * | [6 empty] | 0.116 |  | 1 | 15 |  | 0 | 16 |  |  | * |  |  | None | *
5 | IP-59134_DOC | 16ga GA Jkt coil 60. | B | Reference Item - Document Management | Active |  | 99999 | 1 |  |  |  | Item | 1 | EA | 100 | 1 | 1 | Date |  |  | 2024-09-30 15:41 |  | * | [6 empty] | 1 |  | 1 |  |  | 0 | 0 | [5 empty] | None
4 | - IP-59133 | 16ga GA Jkt coil 60 | 0 | Sub-assembly | Active |  | 46 | 1 |  |  |  | Item | 1 | EA | 100 | 1 | 1 | Date |  |  | 2024-09-30 15:41 |  | * | [6 empty] | 1 |  | 1 | 0.064923 |  | 0.064923 | 17.0649 |  |  | * |  |  | None | *
5 | 45-GALC-0225 | STEEL,JKT,A60,16 GA,60" COIL | 0 | Purchased Item | Active |  | 1 | 1 |  |  |  | Item | 0.218 | SFT | 100 | 1 | 0.218 | Date |  |  | 2024-09-30 15:41 |  | * | [6 empty] | 0.218 |  | 1 | 15 |  | 0 | 16 |  |  | * |  |  | None | *
5 | IP-59133_DOC | 16ga GA Jkt coil 60. | B | Reference Item - Document Management | Active |  | 99999 | 1 |  |  |  | Item | 1 | EA | 100 | 1 | 1 | Date |  |  | 2024-09-30 15:41 |  | * | [6 empty] | 1 |  | 1 |  |  | 0 | 0 | [5 empty] | None
4 | - IP-59132 | 16ga GA Jkt coil 60 | 0 | Sub-assembly | Active |  | 47 | 1 |  |  |  | Item | 1 | EA | 100 | 1 | 1 | Date |  |  | 2024-09-30 15:41 |  | * | [6 empty] | 1 |  | 1 | 0.064923 |  | 0.064923 | 31.0649 |  |  | * |  |  | None | *
5 | 45-GALC-0225 | STEEL,JKT,A60,16 GA,60" COIL | 0 | Purchased Item | Active |  | 1 | 1 |  |  |  | Item | 0.072 | SFT | 100 | 1 | 0.072 | Date |  |  | 2024-09-30 15:41 |  | * | [6 empty] | 0.072 |  | 1 | 15 |  | 0 | 16 |  |  | * |  |  | None | *
5 | IP-59132_DOC | 16ga GA Jkt coil 60. | B | Reference Item - Document Management | Active |  | 99999 | 1 |  |  |  | Item | 1 | EA | 100 | 1 | 1 | Date |  |  | 2024-09-30 15:41 |  | * | [6 empty] | 1 |  | 1 | 30 |  | 0 | 30 | [5 empty] | None
4 | - IP-59131 | 16ga GA Jkt coil 60 | 0 | Sub-assembly | Active |  | 48 | 1 |  |  |  | Item | 1 | EA | 100 | 1 | 1 | Date |  |  | 2024-09-30 15:41 |  | * | [6 empty] | 1 |  | 1 | 0.064923 |  | 0.064923 | 17.0649 |  |  | * |  |  | None | *
5 | 45-GALC-0225 | STEEL,JKT,A60,16 GA,60" COIL | 0 | Purchased Item | Active |  | 1 | 1 |  |  |  | Item | 0.142 | SFT | 100 | 1 | 0.142 | Date |  |  | 2024-09-30 15:41 |  | * | [6 empty] | 0.142 |  | 1 | 15 |  | 0 | 16 |  |  | * |  |  | None | *
5 | IP-59131_DOC | 16ga GA Jkt coil 60. | B | Reference Item - Document Management | Active |  | 99999 | 1 |  |  |  | Item | 1 | EA | 100 | 1 | 1 | Date |  |  | 2024-09-30 15:41 |  | * | [6 empty] | 1 |  | 1 |  |  | 0 | 0 | [5 empty] | None
4 | - IP-59130 | 16ga GA Jkt coil 60 | 0 | Sub-assembly | Active |  | 49 | 1 |  |  |  | Item | 1 | EA | 100 | 1 | 1 | Date |  |  | 2024-09-30 15:41 |  | * | [6 empty] | 1 |  | 1 | 0.064923 |  | 0.064923 | 17.0649 |  |  | * |  |  | None | *
5 | 45-GALC-0225 | STEEL,JKT,A60,16 GA,60" COIL | 0 | Purchased Item | Active |  | 1 | 1 |  |  |  | Item | 0.116 | SFT | 100 | 1 | 0.116 | Date |  |  | 2024-09-30 15:41 |  | * | [6 empty] | 0.116 |  | 1 | 15 |  | 0 | 16 |  |  | * |  |  | None | *
5 | IP-59130_DOC | 16ga GA Jkt coil 60. | B | Reference Item - Document Management | Active |  | 99999 | 1 |  |  |  | Item | 1 | EA | 100 | 1 | 1 | Date |  |  | 2024-09-30 15:41 |  | * | [6 empty] | 1 |  | 1 |  |  | 0 | 0 | [5 empty] | None
4 | - IP-54763 | STL,TUBE,A36, 4 x 2 x 1/4" piece 40 ft long | 0 | Sub-assembly | Active |  | 50 | 1 |  |  |  | Item | 1 | EA | 100 | 1 | 1 | Date |  |  | 2024-09-30 15:41 |  | * | [6 empty] | 1 |  | 1 | 0.45987 |  | 0.45987 | 51.4599 |  |  | * |  |  | None | *
5 | 40-TUBE-A32414 | STL,TUBE,A36, 4 X 2 X 1/4" PIECE 40 FT LONG | 0 | Purchased Item | Active |  | 1 | 1 |  |  |  | Item | 7.7917 | FT | 100 | 1 | 7.7917 | Date |  |  | 2024-09-30 15:41 |  | * | [6 empty] | 7.7917 |  | 1 | 15 |  | 0 | 16 |  |  | * |  |  | None | *
5 | IP-54763_DOC | STL,TUBE,A36, 4 x 2 x 1/4" piece 40 ft long. | C | Reference Item - Document Management | Active |  | 99999 | 1 |  |  |  | Item | 1 | EA | 100 | 1 | 1 | Date |  |  | 2024-09-30 15:41 |  | * | [6 empty] | 1 |  | 1 | 50 |  | 0 | 50 | [5 empty] | None
4 | - IP-54762 | STL,TUBE,A36, 4 x 4 x 1/4" piece 40 ft long | 0 | Sub-assembly | Active |  | 51 | 1 |  |  |  | Item | 2 | EA | 100 | 1 | 2 | Date |  |  | 2024-09-30 15:41 |  | * | [6 empty] | 2 |  | 1 | 0.45987 |  | 0.45987 | 17.4599 |  |  | * |  |  | None | *
5 | 40-TUBE-A34414 | STL,TUBE,A36, 4 X 4 X 1/4" PIECE 40 FT LONG | 0 | Purchased Item | Active |  | 1 | 1 |  |  |  | Item | 3 | FT | 100 | 1 | 6 | Date |  |  | 2024-09-30 15:41 |  | * | [6 empty] | 6 |  | 1 | 15 |  | 0 | 16 |  |  | * |  |  | None | *
5 | IP-54762_DOC | STL,TUBE,A36, 4 x 4 x 1/4" piece 40 ft long. | C | Reference Item - Document Management | Active |  | 99999 | 1 |  |  |  | Item | 1 | EA | 100 | 1 | 2 | Date |  |  | 2024-09-30 15:41 |  | * | [6 empty] | 2 |  | 1 | 10 |  | 0 | 10 | [5 empty] | None
4 | - IP-54765 | STL,TUBE,A36, 6 x 3 x 1/4 | 0 | Sub-assembly | Active |  | 52 | 1 |  |  |  | Item | 1 | EA | 100 | 1 | 1 | Date |  |  | 2024-09-30 15:41 |  | * | [6 empty] | 1 |  | 1 | 0.45987 |  | 0.45987 | 17.4599 |  |  | * |  |  | None | *
5 | 40-TUBE-6314 | STL,TUBE,A36, 6 X 3 X 1/4 | 0 | Purchased Item | Active |  | 1 | 1 |  |  |  | Item | 13.6562 | FT | 100 | 1 | 13.6562 | Date |  |  | 2024-09-30 15:41 |  | * | [6 empty] | 13.6562 |  | 1 | 15 |  | 0 | 16 |  |  | * |  |  | None | *
5 | IP-54765_DOC | STL,TUBE,A36, 6 x 3 x 1/4. | C | Reference Item - Document Management | Active |  | 99999 | 1 |  |  |  | Item | 1 | EA | 100 | 1 | 1 | Date |  |  | 2024-09-30 15:41 |  | * | [6 empty] | 1 |  | 1 |  |  | 0 | 0 | [5 empty] | None
4 | - IP-54764 | STL,TUBE,A36, 4 x 2 x 1/4" piece 40 ft long | 0 | Sub-assembly | Active |  | 53 | 1 |  |  |  | Item | 2 | EA | 100 | 1 | 2 | Date |  |  | 2024-09-30 15:41 |  | * | [6 empty] | 2 |  | 1 | 0.45987 |  | 0.45987 | 17.4599 |  |  | * |  |  | None | *
5 | 40-TUBE-A32414 | STL,TUBE,A36, 4 X 2 X 1/4" PIECE 40 FT LONG | 0 | Purchased Item | Active |  | 1 | 1 |  |  |  | Item | 6.7448 | FT | 100 | 1 | 13.4896 | Date |  |  | 2024-09-30 15:41 |  | * | [6 empty] | 13.4896 |  | 1 | 15 |  | 0 | 16 |  |  | * |  |  | None | *
5 | IP-54764_DOC | STL,TUBE,A36, 4 x 2 x 1/4" piece 40 ft long. | C | Reference Item - Document Management | Active |  | 99999 | 1 |  |  |  | Item | 1 | EA | 100 | 1 | 2 | Date |  |  | 2024-09-30 15:41 |  | * | [6 empty] | 2 |  | 1 |  |  | 0 | 0 | [5 empty] | None
4 | - IP-59139 | 16ga GA Jkt coil 60 | 0 | Sub-assembly | Active |  | 54 | 1 |  |  |  | Item | 1 | EA | 100 | 1 | 1 | Date |  |  | 2024-09-30 15:41 |  | * | [6 empty] | 1 |  | 1 | 0.064923 |  | 0.064923 | 17.0649 |  |  | * |  |  | None | *
5 | 45-GALC-0225 | STEEL,JKT,A60,16 GA,60" COIL | 0 | Purchased Item | Active |  | 1 | 1 |  |  |  | Item | 0.076 | SFT | 100 | 1 | 0.076 | Date |  |  | 2024-09-30 15:41 |  | * | [6 empty] | 0.076 |  | 1 | 15 |  | 0 | 16 |  |  | * |  |  | None | *
5 | IP-59139_DOC | 16ga GA Jkt coil 60. | B | Reference Item - Document Management | Active |  | 99999 | 1 |  |  |  | Item | 1 | EA | 100 | 1 | 1 | Date |  |  | 2024-09-30 15:41 |  | * | [6 empty] | 1 |  | 1 |  |  | 0 | 0 | [5 empty] | None
4 | - IP-59138 | 16ga GA Jkt coil 60 | 0 | Sub-assembly | Active |  | 55 | 1 |  |  |  | Item | 1 | EA | 100 | 1 | 1 | Date |  |  | 2024-09-30 15:41 |  | * | [6 empty] | 1 |  | 1 | 0.064923 |  | 0.064923 | 17.0649 |  |  | * |  |  | None | *
5 | 45-GALC-0225 | STEEL,JKT,A60,16 GA,60" COIL | 0 | Purchased Item | Active |  | 1 | 1 |  |  |  | Item | 0.189 | SFT | 100 | 1 | 0.189 | Date |  |  | 2024-09-30 15:41 |  | * | [6 empty] | 0.189 |  | 1 | 15 |  | 0 | 16 |  |  | * |  |  | None | *
5 | IP-59138_DOC | 16ga GA Jkt coil 60. | B | Reference Item - Document Management | Active |  | 99999 | 1 |  |  |  | Item | 1 | EA | 100 | 1 | 1 | Date |  |  | 2024-09-30 15:41 |  | * | [6 empty] | 1 |  | 1 |  |  | 0 | 0 | [5 empty] | None
4 | - IP-54761 | STL,TUBE,A36, 4 x 2 x 1/4" piece 40 ft long | 0 | Sub-assembly | Active |  | 56 | 1 |  |  |  | Item | 2 | EA | 100 | 1 | 2 | Date |  |  | 2024-09-30 15:41 |  | * | [6 empty] | 2 |  | 1 | 0.45987 |  | 0.45987 | 51.4599 |  |  | * |  |  | None | *
5 | 40-TUBE-A32414 | STL,TUBE,A36, 4 X 2 X 1/4" PIECE 40 FT LONG | 0 | Purchased Item | Active |  | 1 | 1 |  |  |  | Item | 1.4583 | FT | 100 | 1 | 2.9167 | Date |  |  | 2024-09-30 15:41 |  | * | [6 empty] | 2.9167 |  | 1 | 15 |  | 0 | 16 |  |  | * |  |  | None | *
5 | IP-54761_DOC | STL,TUBE,A36, 4 x 2 x 1/4" piece 40 ft long. | C | Reference Item - Document Management | Active |  | 99999 | 1 |  |  |  | Item | 1 | EA | 100 | 1 | 2 | Date |  |  | 2024-09-30 15:41 |  | * | [6 empty] | 2 |  | 1 | 50 |  | 0 | 50 | [5 empty] | None
4 | - IP-54759 | CHANNEL C6x8.2 piece 40 ft long | 0 | Sub-assembly | Active |  | 57 | 1 |  |  |  | Item | 2 | EA | 100 | 1 | 2 | Date |  |  | 2024-09-30 15:41 |  | * | [6 empty] | 2 |  | 1 | 0.45987 |  | 0.45987 | 17.4599 |  |  | * |  |  | None | *
5 | 40-CHAN-013040 | CHANNEL C6X8.2 PIECE 40 FT LONG | 0 | Purchased Item | Active |  | 1 | 1 |  |  |  | Item | 13.6562 | FT | 100 | 1 | 27.3125 | Date |  |  | 2024-09-30 15:41 |  | * | [6 empty] | 27.3125 |  | 1 | 15 |  | 0 | 16 |  |  | * |  |  | None | *
5 | IP-54759_DOC | CHANNEL C6x8.2 piece 40 ft long. | C | Reference Item - Document Management | Active |  | 99999 | 1 |  |  |  | Item | 1 | EA | 100 | 1 | 2 | Date |  |  | 2024-09-30 15:41 |  | * | [6 empty] | 2 |  | 1 | 5 |  | 0 | 5 | [5 empty] | None
4 | - IP-59123 | 16ga GA Jkt coil 60 | 0 | Sub-assembly | Active |  | 58 | 1 |  |  |  | Item | 1 | EA | 100 | 1 | 1 | Date |  |  | 2024-09-30 15:41 |  | * | [6 empty] | 1 |  | 1 | 0.064923 |  | 0.064923 | 17.0649 |  |  | * |  |  | None | *
5 | 45-GALC-0225 | STEEL,JKT,A60,16 GA,60" COIL | 0 | Purchased Item | Active |  | 1 | 1 |  |  |  | Item | 0.207 | SFT | 100 | 1 | 0.207 | Date |  |  | 2024-09-30 15:41 |  | * | [6 empty] | 0.207 |  | 1 | 15 |  | 0 | 16 |  |  | * |  |  | None | *
5 | IP-59123_DOC | 16ga GA Jkt coil 60. | B | Reference Item - Document Management | Active |  | 99999 | 1 |  |  |  | Item | 1 | EA | 100 | 1 | 1 | Date |  |  | 2024-09-30 15:41 |  | * | [6 empty] | 1 |  | 1 |  |  | 0 | 0 | [5 empty] | None
4 | - IP-59122 | 16ga GA Jkt coil 60 | 0 | Sub-assembly | Active |  | 59 | 1 |  |  |  | Item | 1 | EA | 100 | 1 | 1 | Date |  |  | 2024-09-30 15:41 |  | * | [6 empty] | 1 |  | 1 | 0.064923 |  | 0.064923 | 17.0649 |  |  | * |  |  | None | *
5 | 45-GALC-0225 | STEEL,JKT,A60,16 GA,60" COIL | 0 | Purchased Item | Active |  | 1 | 1 |  |  |  | Item | 0.256 | SFT | 100 | 1 | 0.256 | Date |  |  | 2024-09-30 15:41 |  | * | [6 empty] | 0.256 |  | 1 | 15 |  | 0 | 16 |  |  | * |  |  | None | *
5 | IP-59122_DOC | 16ga GA Jkt coil 60. | B | Reference Item - Document Management | Active |  | 99999 | 1 |  |  |  | Item | 1 | EA | 100 | 1 | 1 | Date |  |  | 2024-09-30 15:41 |  | * | [6 empty] | 1 |  | 1 | 5 |  | 0 | 5 | [5 empty] | None
4 | - IP-59121 | 16ga GA Jkt coil 60 | 0 | Sub-assembly | Active |  | 60 | 1 |  |  |  | Item | 1 | EA | 100 | 1 | 1 | Date |  |  | 2024-09-30 15:41 |  | * | [6 empty] | 1 |  | 1 | 0.064923 |  | 0.064923 | 17.0649 |  |  | * |  |  | None | *
5 | 45-GALC-0225 | STEEL,JKT,A60,16 GA,60" COIL | 0 | Purchased Item | Active |  | 1 | 1 |  |  |  | Item | 0.057 | SFT | 100 | 1 | 0.057 | Date |  |  | 2024-09-30 15:41 |  | * | [6 empty] | 0.057 |  | 1 | 15 |  | 0 | 16 |  |  | * |  |  | None | *
5 | IP-59121_DOC | 16ga GA Jkt coil 60. | B | Reference Item - Document Management | Active |  | 99999 | 1 |  |  |  | Item | 1 | EA | 100 | 1 | 1 | Date |  |  | 2024-09-30 15:41 |  | * | [6 empty] | 1 |  | 1 |  |  | 0 | 0 | [5 empty] | None
4 | - IP-59120 | 16ga GA Jkt coil 60 | 0 | Sub-assembly | Active |  | 61 | 1 |  |  |  | Item | 1 | EA | 100 | 1 | 1 | Date |  |  | 2024-09-30 15:41 |  | * | [6 empty] | 1 |  | 1 | 0.064923 |  | 0.064923 | 31.0649 |  |  | * |  |  | None | *
5 | 45-GALC-0225 | STEEL,JKT,A60,16 GA,60" COIL | 0 | Purchased Item | Active |  | 1 | 1 |  |  |  | Item | 1.106 | SFT | 100 | 1 | 1.106 | Date |  |  | 2024-09-30 15:41 |  | * | [6 empty] | 1.106 |  | 1 | 15 |  | 0 | 16 |  |  | * |  |  | None | *
5 | IP-59120_DOC | 16ga GA Jkt coil 60. | B | Reference Item - Document Management | Active |  | 99999 | 1 |  |  |  | Item | 1 | EA | 100 | 1 | 1 | Date |  |  | 2024-09-30 15:41 |  | * | [6 empty] | 1 |  | 1 | 30 |  | 0 | 30 | [5 empty] | None
4 | - IP-59407 | STL,TUBE,A36, 4 x 2 x 1/4" piece 40 ft long | 0 | Sub-assembly | Active |  | 62 | 1 |  |  |  | Item | 1 | EA | 100 | 1 | 1 | Date |  |  | 2024-09-30 15:41 |  | * | [6 empty] | 1 |  | 1 | 0.45987 |  | 0.45987 | 17.4599 |  |  | * |  |  | None | *
5 | 40-TUBE-A32414 | STL,TUBE,A36, 4 X 2 X 1/4" PIECE 40 FT LONG | 0 | Purchased Item | Active |  | 1 | 1 |  |  |  | Item | 6.1667 | FT | 100 | 1 | 6.1667 | Date |  |  | 2024-09-30 15:41 |  | * | [6 empty] | 6.1667 |  | 1 | 15 |  | 0 | 16 |  |  | * |  |  | None | *
5 | IP-59407_DOC | STL,TUBE,A36, 4 x 2 x 1/4" piece 40 ft long. | D | Reference Item - Document Management | Active |  | 99999 | 1 |  |  |  | Item | 1 | EA | 100 | 1 | 1 | Date |  |  | 2024-09-30 15:41 |  | * | [6 empty] | 1 |  | 1 |  |  | 0 | 0 | [5 empty] | None
4 | - IP-59406 | STL,TUBE,A36, 4 x 2 x 1/4" piece 40 ft long | 0 | Sub-assembly | Active |  | 63 | 1 |  |  |  | Item | 1 | EA | 100 | 1 | 1 | Date |  |  | 2024-09-30 15:41 |  | * | [6 empty] | 1 |  | 1 | 0.45987 |  | 0.45987 | 17.4599 |  |  | * |  |  | None | *
5 | 40-TUBE-A32414 | STL,TUBE,A36, 4 X 2 X 1/4" PIECE 40 FT LONG | 0 | Purchased Item | Active |  | 1 | 1 |  |  |  | Item | 0.44792 | FT | 100 | 1 | 0.44792 | Date |  |  | 2024-09-30 15:41 |  | * | [6 empty] | 0.44792 |  | 1 | 15 |  | 0 | 16 |  |  | * |  |  | None | *
5 | IP-59406_DOC | STL,TUBE,A36, 4 x 2 x 1/4" piece 40 ft long. | C | Reference Item - Document Management | Active |  | 99999 | 1 |  |  |  | Item | 1 | EA | 100 | 1 | 1 | Date |  |  | 2024-09-30 15:41 |  | * | [6 empty] | 1 |  | 1 | 1 |  | 0 | 1 | [5 empty] | None
4 | - IP-59405 | STL,TUBE,A36, 4 x 2 x 1/4" piece 40 ft long | 0 | Sub-assembly | Active |  | 64 | 1 |  |  |  | Item | 1 | EA | 100 | 1 | 1 | Date |  |  | 2024-09-30 15:41 |  | * | [6 empty] | 1 |  | 1 | 0.45987 |  | 0.45987 | 61.4599 |  |  | * |  |  | None | *
5 | 40-TUBE-A32414 | STL,TUBE,A36, 4 X 2 X 1/4" PIECE 40 FT LONG | 0 | Purchased Item | Active |  | 1 | 1 |  |  |  | Item | 0.80208 | FT | 100 | 1 | 0.80208 | Date |  |  | 2024-09-30 15:41 |  | * | [6 empty] | 0.80208 |  | 1 | 15 |  | 0 | 16 |  |  | * |  |  | None | *
5 | IP-59405_DOC | STL,TUBE,A36, 4 x 2 x 1/4" piece 40 ft long. | D | Reference Item - Document Management | Active |  | 99999 | 1 |  |  |  | Item | 1 | EA | 100 | 1 | 1 | Date |  |  | 2024-09-30 15:41 |  | * | [6 empty] | 1 |  | 1 | 60 |  | 0 | 60 | [5 empty] | None
4 | - IP-59404 | STL,TUBE,A36, 4 x 2 x 1/4" piece 40 ft long | 0 | Sub-assembly | Active |  | 65 | 1 |  |  |  | Item | 1 | EA | 100 | 1 | 1 | Date |  |  | 2024-09-30 15:41 |  | * | [6 empty] | 1 |  | 1 | 0.45987 |  | 0.45987 | 17.4599 |  |  | * |  |  | None | *
5 | 40-TUBE-A32414 | STL,TUBE,A36, 4 X 2 X 1/4" PIECE 40 FT LONG | 0 | Purchased Item | Active |  | 1 | 1 |  |  |  | Item | 0.80208 | FT | 100 | 1 | 0.80208 | Date |  |  | 2024-09-30 15:41 |  | * | [6 empty] | 0.80208 |  | 1 | 15 |  | 0 | 16 |  |  | * |  |  | None | *
5 | IP-59404_DOC | STL,TUBE,A36, 4 x 2 x 1/4" piece 40 ft long. | D | Reference Item - Document Management | Active |  | 99999 | 1 |  |  |  | Item | 1 | EA | 100 | 1 | 1 | Date |  |  | 2024-09-30 15:41 |  | * | [6 empty] | 1 |  | 1 |  |  | 0 | 0 | [5 empty] | None
4 | - IP-59129 | 16ga GA Jkt coil 60 | 0 | Sub-assembly | Active |  | 66 | 1 |  |  |  | Item | 1 | EA | 100 | 1 | 1 | Date |  |  | 2024-09-30 15:41 |  | * | [6 empty] | 1 |  | 1 | 0.064923 |  | 0.064923 | 17.0649 |  |  | * |  |  | None | *
5 | 45-GALC-0225 | STEEL,JKT,A60,16 GA,60" COIL | 0 | Purchased Item | Active |  | 1 | 1 |  |  |  | Item | 0.218 | SFT | 100 | 1 | 0.218 | Date |  |  | 2024-09-30 15:41 |  | * | [6 empty] | 0.218 |  | 1 | 15 |  | 0 | 16 |  |  | * |  |  | None | *
5 | IP-59129_DOC | 16ga GA Jkt coil 60. | B | Reference Item - Document Management | Active |  | 99999 | 1 |  |  |  | Item | 1 | EA | 100 | 1 | 1 | Date |  |  | 2024-09-30 15:41 |  | * | [6 empty] | 1 |  | 1 | 10 |  | 0 | 10 | [5 empty] | None
4 | - IP-59403 | STL,TUBE,A36, 4 x 2 x 1/4" piece 40 ft long | 0 | Sub-assembly | Active |  | 67 | 1 |  |  |  | Item | 1 | EA | 100 | 1 | 1 | Date |  |  | 2024-09-30 15:41 |  | * | [6 empty] | 1 |  | 1 | 0.45987 |  | 0.45987 | 17.4599 |  |  | * |  |  | None | *
5 | 40-TUBE-A32414 | STL,TUBE,A36, 4 X 2 X 1/4" PIECE 40 FT LONG | 0 | Purchased Item | Active |  | 1 | 1 |  |  |  | Item | 0.80208 | FT | 100 | 1 | 0.80208 | Date |  |  | 2024-09-30 15:41 |  | * | [6 empty] | 0.80208 |  | 1 | 15 |  | 0 | 16 |  |  | * |  |  | None | *
5 | IP-59403_DOC | STL,TUBE,A36, 4 x 2 x 1/4" piece 40 ft long. | D | Reference Item - Document Management | Active |  | 99999 | 1 |  |  |  | Item | 1 | EA | 100 | 1 | 1 | Date |  |  | 2024-09-30 15:41 |  | * | [6 empty] | 1 |  | 1 | 0 |  | 0 | 0 | [5 empty] | None
4 | - IP-59128 | 16ga GA Jkt coil 60 | 0 | Sub-assembly | Active |  | 68 | 1 |  |  |  | Item | 1 | EA | 100 | 1 | 1 | Date |  |  | 2024-09-30 15:41 |  | * | [6 empty] | 1 |  | 1 | 0.064923 |  | 0.064923 | 17.0649 |  |  | * |  |  | None | *
5 | 45-GALC-0225 | STEEL,JKT,A60,16 GA,60" COIL | 0 | Purchased Item | Active |  | 1 | 1 |  |  |  | Item | 0.072 | SFT | 100 | 1 | 0.072 | Date |  |  | 2024-09-30 15:41 |  | * | [6 empty] | 0.072 |  | 1 | 15 |  | 0 | 16 |  |  | * |  |  | None | *
5 | IP-59128_DOC | 16ga GA Jkt coil 60. | B | Reference Item - Document Management | Active |  | 99999 | 1 |  |  |  | Item | 1 | EA | 100 | 1 | 1 | Date |  |  | 2024-09-30 15:41 |  | * | [6 empty] | 1 |  | 1 | 15 |  | 0 | 15 | [5 empty] | None
4 | - IP-66115 | STL,TUBE,A36, 4 x 2 x 1/4" piece 40 ft long | 0 | Sub-assembly | Active |  | 69 | 1 |  |  |  | Item | 1 | EA | 100 | 1 | 1 | Date |  |  | 2024-09-30 15:41 |  | * | [6 empty] | 1 |  | 1 | 0.45987 |  | 0.45987 | 17.4599 |  |  | * |  |  | None | *
5 | 40-TUBE-A32414 | STL,TUBE,A36, 4 X 2 X 1/4" PIECE 40 FT LONG | 0 | Purchased Item | Active |  | 1 | 1 |  |  |  | Item | 6.1667 | FT | 100 | 1 | 6.1667 | Date |  |  | 2024-09-30 15:41 |  | * | [6 empty] | 6.1667 |  | 1 | 15 |  | 0 | 16 |  |  | * |  |  | None | *
5 | IP-66115_DOC | STL,TUBE,A36, 4 x 2 x 1/4" piece 40 ft long. | B | Reference Item - Document Management | Active |  | 99999 | 1 |  |  |  | Item | 1 | EA | 100 | 1 | 1 | Date |  |  | 2024-09-30 15:41 |  | * | [6 empty] | 1 |  | 1 |  |  | 0 | 0 | [5 empty] | None
4 | - IP-58021 | 14ga GA Jkt coil 60 | 0 | Sub-assembly | Active |  | 70 | 1 |  |  |  | Item | 4 | EA | 100 | 1 | 4 | Date |  |  | 2024-09-30 15:41 |  | * | [6 empty] | 4 |  | 1 | 0.064923 |  | 0.064923 | 17.0649 |  |  | * |  |  | None | *
5 | 45-GALC-0505 | STEEL,JKT,A60,14 GA,60" COIL | 0 | Purchased Item | Active |  | 1 | 1 |  |  |  | Item | 0.458 | SFT | 100 | 1 | 1.832 | Date |  |  | 2024-09-30 15:41 |  | * | [6 empty] | 1.832 |  | 1 | 15 |  | 0 | 16 |  |  | * |  |  | None | *
5 | IP-58021_DOC | 14ga GA Jkt coil 60. | B | Reference Item - Document Management | Active |  | 99999 | 1 |  |  |  | Item | 1 | EA | 100 | 1 | 4 | Date |  |  | 2024-09-30 15:41 |  | * | [6 empty] | 4 |  | 1 |  |  | 0 | 0 | [5 empty] | None
4 | - IP-59119 | 16ga GA Jkt coil 60 | 0 | Sub-assembly | Active |  | 71 | 1 |  |  |  | Item | 1 | EA | 100 | 1 | 1 | Date |  |  | 2024-09-30 15:41 |  | * | [6 empty] | 1 |  | 1 | 0.064923 |  | 0.064923 | 17.0649 |  |  | * |  |  | None | *
5 | 45-GALC-0225 | STEEL,JKT,A60,16 GA,60" COIL | 0 | Purchased Item | Active |  | 1 | 1 |  |  |  | Item | 0.207 | SFT | 100 | 1 | 0.207 | Date |  |  | 2024-09-30 15:41 |  | * | [6 empty] | 0.207 |  | 1 | 15 |  | 0 | 16 |  |  | * |  |  | None | *
5 | IP-59119_DOC | 16ga GA Jkt coil 60. | B | Reference Item - Document Management | Active |  | 99999 | 1 |  |  |  | Item | 1 | EA | 100 | 1 | 1 | Date |  |  | 2024-09-30 15:41 |  | * | [6 empty] | 1 |  | 1 |  |  | 0 | 0 | [5 empty] | None
4 | - IP-59118 | 16ga GA Jkt coil 60 | 0 | Sub-assembly | Active |  | 72 | 1 |  |  |  | Item | 1 | EA | 100 | 1 | 1 | Date |  |  | 2024-09-30 15:41 |  | * | [6 empty] | 1 |  | 1 | 0.064923 |  | 0.064923 | 17.0649 |  |  | * |  |  | None | *
5 | 45-GALC-0225 | STEEL,JKT,A60,16 GA,60" COIL | 0 | Purchased Item | Active |  | 1 | 1 |  |  |  | Item | 0.256 | SFT | 100 | 1 | 0.256 | Date |  |  | 2024-09-30 15:41 |  | * | [6 empty] | 0.256 |  | 1 | 15 |  | 0 | 16 |  |  | * |  |  | None | *
5 | IP-59118_DOC | 16ga GA Jkt coil 60. | B | Reference Item - Document Management | Active |  | 99999 | 1 |  |  |  | Item | 1 | EA | 100 | 1 | 1 | Date |  |  | 2024-09-30 15:41 |  | * | [6 empty] | 1 |  | 1 |  |  | 0 | 0 | [5 empty] | None
4 | - IP-59117 | 16ga GA Jkt coil 60 | 0 | Sub-assembly | Active |  | 73 | 1 |  |  |  | Item | 1 | EA | 100 | 1 | 1 | Date |  |  | 2024-09-30 15:41 |  | * | [6 empty] | 1 |  | 1 | 0.064923 |  | 0.064923 | 31.0649 |  |  | * |  |  | None | *
5 | 45-GALC-0225 | STEEL,JKT,A60,16 GA,60" COIL | 0 | Purchased Item | Active |  | 1 | 1 |  |  |  | Item | 1.195 | SFT | 100 | 1 | 1.195 | Date |  |  | 2024-09-30 15:41 |  | * | [6 empty] | 1.195 |  | 1 | 15 |  | 0 | 16 |  |  | * |  |  | None | *
5 | IP-59117_DOC | 16ga GA Jkt coil 60. | B | Reference Item - Document Management | Active |  | 99999 | 1 |  |  |  | Item | 1 | EA | 100 | 1 | 1 | Date |  |  | 2024-09-30 15:41 |  | * | [6 empty] | 1 |  | 1 | 30 |  | 0 | 30 | [5 empty] | None
4 | - MCYSC4-SWA-54847 | Removable lifting lug | 0 | Sub-assembly | Active |  | 74 | 1 |  |  |  | Item | 1 | EA | 100 | 1 | 1 | Date |  |  | 2024-09-30 15:41 |  | * | [6 empty] | 1 |  | 1 | 0 |  | 0.27051 | 52.1894 |  |  | * |  |  | None | *
5 | - IP-53109 | 3x2-1/2x3/8 ANGLE | 0 | Sub-assembly | Active |  | 1 | 1 |  |  |  | Item | 1 | EA | 100 | 1 | 1 | Date |  |  | 2024-09-30 15:41 |  | * | [6 empty] | 1 |  | 1 | 0.27051 |  | 0.27051 | 17.2705 |  |  | * |  |  | None | *
6 | 40-AN-321238 | 3x2-1/2x3/8 ANGLE | 0 | Purchased Item | Active |  | 1 | 1 |  |  |  | Item | 0.457 | FT | 100 | 1 | 0.457 | Date |  |  | 2024-09-30 15:41 |  | * | [6 empty] | 0.457 |  | 1 | 15 |  | 0 | 16 |  |  | * |  |  | None | *
6 | IP-53109_DOC | 3x2-1/2x3/8 ANGLE. | C | Reference Item - Document Management | Active |  | 99999 | 1 |  |  |  | Item | 1 | EA | 100 | 1 | 1 | Date |  |  | 2024-09-30 15:41 |  | * | [6 empty] | 1 |  | 1 |  |  | 0 | 0 | [5 empty] | None
5 | - IP-53110 | 3x2-1/2x3/8 ANGLE | 0 | Sub-assembly | Active |  | 2 | 1 |  |  |  | Item | 1 | EA | 100 | 1 | 1 | Date |  |  | 2024-09-30 15:41 |  | * | [6 empty] | 1 |  | 1 | 0.27051 |  | 0.27051 | 17.2705 |  |  | * |  |  | None | *
6 | 40-AN-321238 | 3x2-1/2x3/8 ANGLE | 0 | Purchased Item | Active |  | 1 | 1 |  |  |  | Item | 0.457 | FT | 100 | 1 | 0.457 | Date |  |  | 2024-09-30 15:41 |  | * | [6 empty] | 0.457 |  | 1 | 15 |  | 0 | 16 |  |  | * |  |  | None | *
6 | IP-53110_DOC | 3x2-1/2x3/8 ANGLE. | C | Reference Item - Document Management | Active |  | 99999 | 1 |  |  |  | Item | 1 | EA | 100 | 1 | 1 | Date |  |  | 2024-09-30 15:41 |  | * | [6 empty] | 1 |  | 1 |  |  | 0 | 0 | [5 empty] | None
5 | 75-W-34-FLAT-P | 3/4" FLAT WASHER PLATED | 0 | Purchased Item | Active |  | 3 | 1 |  |  |  | Item | 8 | EA | 100 | 1 | 8 | Date |  |  | 2024-09-30 15:41 |  | * | [6 empty] | 8 |  | 1 | 10 |  | 0 | 11 |  |  | * |  |  | None | *
5 | - IP-53111 | 5x3-1/2x1/2 A36 ANGLE | 0 | Sub-assembly | Active |  | 4 | 1 |  |  |  | Item | 2 | EA | 100 | 1 | 2 | Date |  |  | 2024-09-30 15:41 |  | * | [6 empty] | 2 |  | 1 | 0.27051 |  | 0.27051 | 17.2705 |  |  | * |  |  | None | *
6 | 40-AN-531212 | 5X3-1/2X1/2 A36 ANGLE | 0 | Purchased Item | Active |  | 1 | 1 |  |  |  | Item | 0.333 | FT | 100 | 1 | 0.666 | Date |  |  | 2024-09-30 15:41 |  | * | [6 empty] | 0.666 |  | 1 | 15 |  | 0 | 16 |  |  | * |  |  | None | *
6 | IP-53111_DOC | 5x3-1/2x1/2 A36 ANGLE. | C | Reference Item - Document Management | Active |  | 99999 | 1 |  |  |  | Item | 1 | EA | 100 | 1 | 2 | Date |  |  | 2024-09-30 15:41 |  | * | [6 empty] | 2 |  | 1 | 5 |  | 0 | 5 | [5 empty] | None
5 | - IP-53112 | STEEL,HOT_ROLLED,60" X 240",1/4" | 0 | Sub-assembly | Active |  | 5 | 1 |  |  |  | Item | 1 | EA | 100 | 1 | 1 | Date |  |  | 2024-09-30 15:41 |  | * | [6 empty] | 1 |  | 1 | 0.18936 |  | 0.18936 | 51.1894 |  |  | * |  |  | None | *
6 | 45-HOTR-0213 | STEEL,HOT_ROLLED,60" X 240",1/4" | 0 | Purchased Item | Active |  | 1 | 1 |  |  |  | Item | 0.143 | SFT | 100 | 1 | 0.143 | Date |  |  | 2024-09-30 15:41 |  | * | [6 empty] | 0.143 |  | 1 | 15 |  | 0 | 16 |  |  | * |  |  | None | *
6 | IP-53112_DOC | STEEL,HOT_ROLLED,60" X 240",1/4". | C | Reference Item - Document Management | Active |  | 99999 | 1 |  |  |  | Item | 1 | EA | 100 | 1 | 1 | Date |  |  | 2024-09-30 15:41 |  | * | [6 empty] | 1 |  | 1 | 50 |  | 0 | 50 | [5 empty] | None
5 | 75-BH-3410212-P | 3/4-10X2-1/2 HEX/BOLT PLT G5 | 0 | Purchased Item | Active |  | 6 | 1 |  |  |  | Item | 4 | EA | 100 | 1 | 4 | Date |  |  | 2024-09-30 15:41 |  | * | [6 empty] | 4 |  | 1 | 5 |  | 0 | 6 |  |  | * |  |  | None | *
5 | 75-NH-3410-P | 3/4"-10 HEX NUT PLATED G5 | 0 | Purchased Item | Active |  | 7 | 1 |  |  |  | Item | 4 | EA | 100 | 1 | 4 | Date |  |  | 2024-09-30 15:41 |  | * | [6 empty] | 4 |  | 1 | 40 |  | 0 | 41 |  |  | * |  |  | None | *
5 | 75-W-34-LOCK-P | 3/4 LOCK WASHER PLATED | 0 | Purchased Item | Active |  | 8 | 1 |  |  |  | Item | 4 | EA | 100 | 1 | 4 | Date |  |  | 2024-09-30 15:41 |  | * | [6 empty] | 4 |  | 1 | 10 |  | 0 | 11 |  |  | * |  |  | None | *
4 | - IP-59190 | 16ga GA Jkt coil 60 | 0 | Sub-assembly | Active |  | 75 | 1 |  |  |  | Item | 1 | EA | 100 | 1 | 1 | Date |  |  | 2024-09-30 15:41 |  | * | [6 empty] | 1 |  | 1 | 0.064923 |  | 0.064923 | 81.0649 |  |  | * |  |  | None | *
5 | 45-GALC-0225 | STEEL,JKT,A60,16 GA,60" COIL | 0 | Purchased Item | Active |  | 1 | 1 |  |  |  | Item | 1.171 | SFT | 100 | 1 | 1.171 | Date |  |  | 2024-09-30 15:41 |  | * | [6 empty] | 1.171 |  | 1 | 15 |  | 0 | 16 |  |  | * |  |  | None | *
5 | IP-59190_DOC | 16ga GA Jkt coil 60. | B | Reference Item - Document Management | Active |  | 99999 | 1 |  |  |  | Item | 1 | EA | 100 | 1 | 1 | Date |  |  | 2024-09-30 15:41 |  | * | [6 empty] | 1 |  | 1 | 80 |  | 0 | 80 | [5 empty] | None
4 | - IP-59189 | 16ga GA Jkt coil 60 | 0 | Sub-assembly | Active |  | 76 | 1 |  |  |  | Item | 1 | EA | 100 | 1 | 1 | Date |  |  | 2024-09-30 15:41 |  | * | [6 empty] | 1 |  | 1 | 0.064923 |  | 0.064923 | 51.0649 |  |  | * |  |  | None | *
5 | 45-GALC-0225 | STEEL,JKT,A60,16 GA,60" COIL | 0 | Purchased Item | Active |  | 1 | 1 |  |  |  | Item | 0.336 | SFT | 100 | 1 | 0.336 | Date |  |  | 2024-09-30 15:41 |  | * | [6 empty] | 0.336 |  | 1 | 15 |  | 0 | 16 |  |  | * |  |  | None | *
5 | IP-59189_DOC | 16ga GA Jkt coil 60. | B | Reference Item - Document Management | Active |  | 99999 | 1 |  |  |  | Item | 1 | EA | 100 | 1 | 1 | Date |  |  | 2024-09-30 15:41 |  | * | [6 empty] | 1 |  | 1 | 50 |  | 0 | 50 | [5 empty] | None
4 | - IP-59188 | 16ga GA Jkt coil 60 | 0 | Sub-assembly | Active |  | 77 | 1 |  |  |  | Item | 1 | EA | 100 | 1 | 1 | Date |  |  | 2024-09-30 15:41 |  | * | [6 empty] | 1 |  | 1 | 0.064923 |  | 0.064923 | 17.0649 |  |  | * |  |  | None | *
5 | 45-GALC-0225 | STEEL,JKT,A60,16 GA,60" COIL | 0 | Purchased Item | Active |  | 1 | 1 |  |  |  | Item | 1.171 | SFT | 100 | 1 | 1.171 | Date |  |  | 2024-09-30 15:41 |  | * | [6 empty] | 1.171 |  | 1 | 15 |  | 0 | 16 |  |  | * |  |  | None | *
5 | IP-59188_DOC | 16ga GA Jkt coil 60. | B | Reference Item - Document Management | Active |  | 99999 | 1 |  |  |  | Item | 1 | EA | 100 | 1 | 1 | Date |  |  | 2024-09-30 15:41 |  | * | [6 empty] | 1 |  | 1 |  |  | 0 | 0 | [5 empty] | None
4 | - IP-58011 | 14ga GA Jkt coil 60 | 0 | Sub-assembly | Active |  | 78 | 1 |  |  |  | Item | 4 | EA | 100 | 1 | 4 | Date |  |  | 2024-09-30 15:41 |  | * | [6 empty] | 4 |  | 1 | 0.064923 |  | 0.064923 | 17.0649 |  |  | * |  |  | None | *
5 | 45-GALC-0505 | STEEL,JKT,A60,14 GA,60" COIL | 0 | Purchased Item | Active |  | 1 | 1 |  |  |  | Item | 1.311 | SFT | 100 | 1 | 5.244 | Date |  |  | 2024-09-30 15:41 |  | * | [6 empty] | 5.244 |  | 1 | 15 |  | 0 | 16 |  |  | * |  |  | None | *
5 | IP-58011_DOC | 14ga GA Jkt coil 60. | B | Reference Item - Document Management | Active |  | 99999 | 1 |  |  |  | Item | 1 | EA | 100 | 1 | 4 | Date |  |  | 2024-09-30 15:41 |  | * | [6 empty] | 4 |  | 1 |  |  | 0 | 0 | [5 empty] | None
4 | - IP-59187 | 16ga GA Jkt coil 60 | 0 | Sub-assembly | Active |  | 79 | 1 |  |  |  | Item | 1 | EA | 100 | 1 | 1 | Date |  |  | 2024-09-30 15:41 |  | * | [6 empty] | 1 |  | 1 | 0.064923 |  | 0.064923 | 61.0649 |  |  | * |  |  | None | *
5 | 45-GALC-0225 | STEEL,JKT,A60,16 GA,60" COIL | 0 | Purchased Item | Active |  | 1 | 1 |  |  |  | Item | 0.336 | SFT | 100 | 1 | 0.336 | Date |  |  | 2024-09-30 15:41 |  | * | [6 empty] | 0.336 |  | 1 | 15 |  | 0 | 16 |  |  | * |  |  | None | *
5 | IP-59187_DOC | 16ga GA Jkt coil 60. | B | Reference Item - Document Management | Active |  | 99999 | 1 |  |  |  | Item | 1 | EA | 100 | 1 | 1 | Date |  |  | 2024-09-30 15:41 |  | * | [6 empty] | 1 |  | 1 | 60 |  | 0 | 60 | [5 empty] | None
4 | - IP-58010 | 14ga GA Jkt coil 60 | 0 | Sub-assembly | Active |  | 80 | 1 |  |  |  | Item | 4 | EA | 100 | 1 | 4 | Date |  |  | 2024-09-30 15:41 |  | * | [6 empty] | 4 |  | 1 | 0.064923 |  | 0.064923 | 17.0649 |  |  | * |  |  | None | *
5 | 45-GALC-0505 | STEEL,JKT,A60,14 GA,60" COIL | 0 | Purchased Item | Active |  | 1 | 1 |  |  |  | Item | 0.181 | SFT | 100 | 1 | 0.724 | Date |  |  | 2024-09-30 15:41 |  | * | [6 empty] | 0.724 |  | 1 | 15 |  | 0 | 16 |  |  | * |  |  | None | *
5 | IP-58010_DOC | 14ga GA Jkt coil 60. | B | Reference Item - Document Management | Active |  | 99999 | 1 |  |  |  | Item | 1 | EA | 100 | 1 | 4 | Date |  |  | 2024-09-30 15:41 |  | * | [6 empty] | 4 |  | 1 |  |  | 0 | 0 | [5 empty] | None
4 | - IP-59184 | 14ga GA Jkt coil 60 | 0 | Sub-assembly | Active |  | 81 | 1 |  |  |  | Item | 1 | EA | 100 | 1 | 1 | Date |  |  | 2024-09-30 15:41 |  | * | [6 empty] | 1 |  | 1 | 0.064923 |  | 0.064923 | 51.0649 |  |  | * |  |  | None | *
5 | 45-GALC-0505 | STEEL,JKT,A60,14 GA,60" COIL | 0 | Purchased Item | Active |  | 1 | 1 |  |  |  | Item | 1.073 | SFT | 100 | 1 | 1.073 | Date |  |  | 2024-09-30 15:41 |  | * | [6 empty] | 1.073 |  | 1 | 15 |  | 0 | 16 |  |  | * |  |  | None | *
5 | IP-59184_DOC | 14ga GA Jkt coil 60. | B | Reference Item - Document Management | Active |  | 99999 | 1 |  |  |  | Item | 1 | EA | 100 | 1 | 1 | Date |  |  | 2024-09-30 15:41 |  | * | [6 empty] | 1 |  | 1 | 50 |  | 0 | 50 | [5 empty] | None
4 | - IP-59183 | 16ga GA Jkt coil 60 | 0 | Sub-assembly | Active |  | 82 | 1 |  |  |  | Item | 1 | EA | 100 | 1 | 1 | Date |  |  | 2024-09-30 15:41 |  | * | [6 empty] | 1 |  | 1 | 0.064923 |  | 0.064923 | 17.0649 |  |  | * |  |  | None | *
5 | 45-GALC-0225 | STEEL,JKT,A60,16 GA,60" COIL | 0 | Purchased Item | Active |  | 1 | 1 |  |  |  | Item | 0.137 | SFT | 100 | 1 | 0.137 | Date |  |  | 2024-09-30 15:41 |  | * | [6 empty] | 0.137 |  | 1 | 15 |  | 0 | 16 |  |  | * |  |  | None | *
5 | IP-59183_DOC | 16ga GA Jkt coil 60. | B | Reference Item - Document Management | Active |  | 99999 | 1 |  |  |  | Item | 1 | EA | 100 | 1 | 1 | Date |  |  | 2024-09-30 15:41 |  | * | [6 empty] | 1 |  | 1 |  |  | 0 | 0 | [5 empty] | None
4 | - IP-58019 | 14ga GA Jkt coil 60 | 0 | Sub-assembly | Active |  | 83 | 1 |  |  |  | Item | 4 | EA | 100 | 1 | 4 | Date |  |  | 2024-09-30 15:41 |  | * | [6 empty] | 4 |  | 1 | 0.064923 |  | 0.064923 | 17.0649 |  |  | * |  |  | None | *
5 | 45-GALC-0505 | STEEL,JKT,A60,14 GA,60" COIL | 0 | Purchased Item | Active |  | 1 | 1 |  |  |  | Item | 0.397 | SFT | 100 | 1 | 1.588 | Date |  |  | 2024-09-30 15:41 |  | * | [6 empty] | 1.588 |  | 1 | 15 |  | 0 | 16 |  |  | * |  |  | None | *
5 | IP-58019_DOC | 14ga GA Jkt coil 60. | B | Reference Item - Document Management | Active |  | 99999 | 1 |  |  |  | Item | 1 | EA | 100 | 1 | 4 | Date |  |  | 2024-09-30 15:41 |  | * | [6 empty] | 4 |  | 1 |  |  | 0 | 0 | [5 empty] | None
4 | - IP-58017 | 14ga GA Jkt coil 60 | 0 | Sub-assembly | Active |  | 84 | 1 |  |  |  | Item | 8 | EA | 100 | 1 | 8 | Date |  |  | 2024-09-30 15:41 |  | * | [6 empty] | 8 |  | 1 | 0.064923 |  | 0.064923 | 61.0649 |  |  | * |  |  | None | *
5 | 45-GALC-0505 | STEEL,JKT,A60,14 GA,60" COIL | 0 | Purchased Item | Active |  | 1 | 1 |  |  |  | Item | 0.578 | SFT | 100 | 1 | 4.624 | Date |  |  | 2024-09-30 15:41 |  | * | [6 empty] | 4.624 |  | 1 | 15 |  | 0 | 16 |  |  | * |  |  | None | *
5 | IP-58017_DOC | 14ga GA Jkt coil 60. | B | Reference Item - Document Management | Active |  | 99999 | 1 |  |  |  | Item | 1 | EA | 100 | 1 | 8 | Date |  |  | 2024-09-30 15:41 |  | * | [6 empty] | 8 |  | 1 | 60 |  | 0 | 60 | [5 empty] | None
4 | - IP-58016 | 14ga GA Jkt coil 60 | 0 | Sub-assembly | Active |  | 85 | 1 |  |  |  | Item | 4 | EA | 100 | 1 | 4 | Date |  |  | 2024-09-30 15:41 |  | * | [6 empty] | 4 |  | 1 | 0.064923 |  | 0.064923 | 17.0649 |  |  | * |  |  | None | *
5 | 45-GALC-0505 | STEEL,JKT,A60,14 GA,60" COIL | 0 | Purchased Item | Active |  | 1 | 1 |  |  |  | Item | 1.023 | SFT | 100 | 1 | 4.092 | Date |  |  | 2024-09-30 15:41 |  | * | [6 empty] | 4.092 |  | 1 | 15 |  | 0 | 16 |  |  | * |  |  | None | *
5 | IP-58016_DOC | 14ga GA Jkt coil 60. | B | Reference Item - Document Management | Active |  | 99999 | 1 |  |  |  | Item | 1 | EA | 100 | 1 | 4 | Date |  |  | 2024-09-30 15:41 |  | * | [6 empty] | 4 |  | 1 |  |  | 0 | 0 | [5 empty] | None
4 | - IP-58014 | 14ga GA Jkt coil 60 | 0 | Sub-assembly | Active |  | 86 | 1 |  |  |  | Item | 4 | EA | 100 | 1 | 4 | Date |  |  | 2024-09-30 15:41 |  | * | [6 empty] | 4 |  | 1 | 0.064923 |  | 0.064923 | 17.0649 |  |  | * |  |  | None | *
5 | 45-GALC-0505 | STEEL,JKT,A60,14 GA,60" COIL | 0 | Purchased Item | Active |  | 1 | 1 |  |  |  | Item | 1.176 | SFT | 100 | 1 | 4.704 | Date |  |  | 2024-09-30 15:41 |  | * | [6 empty] | 4.704 |  | 1 | 15 |  | 0 | 16 |  |  | * |  |  | None | *
5 | IP-58014_DOC | 14ga GA Jkt coil 60. | B | Reference Item - Document Management | Active |  | 99999 | 1 |  |  |  | Item | 1 | EA | 100 | 1 | 4 | Date |  |  | 2024-09-30 15:41 |  | * | [6 empty] | 4 |  | 1 |  |  | 0 | 0 | [5 empty] | None
4 | - IP-54843 | STL,TUBE,A36, 4 x 2 x 1/4" piece 40 ft long | 0 | Sub-assembly | Active |  | 87 | 1 |  |  |  | Item | 1 | EA | 100 | 1 | 1 | Date |  |  | 2024-09-30 15:41 |  | * | [6 empty] | 1 |  | 1 | 0.064923 |  | 0.064923 | 17.0649 |  |  | * |  |  | None | *
5 | 40-TUBE-A32414 | STL,TUBE,A36, 4 X 2 X 1/4" PIECE 40 FT LONG | 0 | Purchased Item | Active |  | 1 | 1 |  |  |  | Item | 0.44792 | FT | 100 | 1 | 0.44792 | Date |  |  | 2024-09-30 15:41 |  | * | [6 empty] | 0.44792 |  | 1 | 15 |  | 0 | 16 |  |  | * |  |  | None | *
5 | IP-54843_DOC | STL,TUBE,A36, 4 x 2 x 1/4" piece 40 ft long. | C | Reference Item - Document Management | Active |  | 99999 | 1 |  |  |  | Item | 1 | EA | 100 | 1 | 1 | Date |  |  | 2024-09-30 15:41 |  | * | [6 empty] | 1 |  | 1 | 5 |  | 0 | 5 | [5 empty] | None
4 | - IP-59182 | 16ga GA Jkt coil 60 | 0 | Sub-assembly | Active |  | 88 | 1 |  |  |  | Item | 1 | EA | 100 | 1 | 1 | Date |  |  | 2024-09-30 15:41 |  | * | [6 empty] | 1 |  | 1 | 0.064923 |  | 0.064923 | 17.0649 |  |  | * |  |  | None | *
5 | 45-GALC-0225 | STEEL,JKT,A60,16 GA,60" COIL | 0 | Purchased Item | Active |  | 1 | 1 |  |  |  | Item | 0.329 | SFT | 100 | 1 | 0.329 | Date |  |  | 2024-09-30 15:41 |  | * | [6 empty] | 0.329 |  | 1 | 15 |  | 0 | 16 |  |  | * |  |  | None | *
5 | IP-59182_DOC | 16ga GA Jkt coil 60. | B | Reference Item - Document Management | Active |  | 99999 | 1 |  |  |  | Item | 1 | EA | 100 | 1 | 1 | Date |  |  | 2024-09-30 15:41 |  | * | [6 empty] | 1 |  | 1 |  |  | 0 | 0 | [5 empty] | None
4 | - IP-59181 | 16ga GA Jkt coil 60 | 0 | Sub-assembly | Active |  | 89 | 1 |  |  |  | Item | 1 | EA | 100 | 1 | 1 | Date |  |  | 2024-09-30 15:41 |  | * | [6 empty] | 1 |  | 1 | 0.064923 |  | 0.064923 | 17.0649 |  |  | * |  |  | None | *
5 | 45-GALC-0225 | STEEL,JKT,A60,16 GA,60" COIL | 0 | Purchased Item | Active |  | 1 | 1 |  |  |  | Item | 0.129 | SFT | 100 | 1 | 0.129 | Date |  |  | 2024-09-30 15:41 |  | * | [6 empty] | 0.129 |  | 1 | 15 |  | 0 | 16 |  |  | * |  |  | None | *
5 | IP-59181_DOC | 16ga GA Jkt coil 60. | B | Reference Item - Document Management | Active |  | 99999 | 1 |  |  |  | Item | 1 | EA | 100 | 1 | 1 | Date |  |  | 2024-09-30 15:41 |  | * | [6 empty] | 1 |  | 1 | 5 |  | 0 | 5 | [5 empty] | None
4 | - IP-59180 | 16ga GA Jkt coil 60 | 0 | Sub-assembly | Active |  | 90 | 1 |  |  |  | Item | 1 | EA | 100 | 1 | 1 | Date |  |  | 2024-09-30 15:41 |  | * | [6 empty] | 1 |  | 1 | 0.064923 |  | 0.064923 | 17.0649 |  |  | * |  |  | None | *
5 | 45-GALC-0225 | STEEL,JKT,A60,16 GA,60" COIL | 0 | Purchased Item | Active |  | 1 | 1 |  |  |  | Item | 0.137 | SFT | 100 | 1 | 0.137 | Date |  |  | 2024-09-30 15:41 |  | * | [6 empty] | 0.137 |  | 1 | 15 |  | 0 | 16 |  |  | * |  |  | None | *
5 | IP-59180_DOC | 16ga GA Jkt coil 60. | B | Reference Item - Document Management | Active |  | 99999 | 1 |  |  |  | Item | 1 | EA | 100 | 1 | 1 | Date |  |  | 2024-09-30 15:41 |  | * | [6 empty] | 1 |  | 1 |  |  | 0 | 0 | [5 empty] | None
4 | - IP-59179 | 16ga GA Jkt coil 60 | 0 | Sub-assembly | Active |  | 91 | 1 |  |  |  | Item | 1 | EA | 100 | 1 | 1 | Date |  |  | 2024-09-30 15:41 |  | * | [6 empty] | 1 |  | 1 | 0.064923 |  | 0.064923 | 17.0649 |  |  | * |  |  | None | *
5 | 45-GALC-0225 | STEEL,JKT,A60,16 GA,60" COIL | 0 | Purchased Item | Active |  | 1 | 1 |  |  |  | Item | 0.329 | SFT | 100 | 1 | 0.329 | Date |  |  | 2024-09-30 15:41 |  | * | [6 empty] | 0.329 |  | 1 | 15 |  | 0 | 16 |  |  | * |  |  | None | *
5 | IP-59179_DOC | 16ga GA Jkt coil 60. | B | Reference Item - Document Management | Active |  | 99999 | 1 |  |  |  | Item | 1 | EA | 100 | 1 | 1 | Date |  |  | 2024-09-30 15:41 |  | * | [6 empty] | 1 |  | 1 |  |  | 0 | 0 | [5 empty] | None
4 | - IP-59178 | 16ga GA Jkt coil 60 | 0 | Sub-assembly | Active |  | 92 | 1 |  |  |  | Item | 1 | EA | 100 | 1 | 1 | Date |  |  | 2024-09-30 15:41 |  | * | [6 empty] | 1 |  | 1 | 0.064923 |  | 0.064923 | 61.0649 |  |  | * |  |  | None | *
5 | 45-GALC-0225 | STEEL,JKT,A60,16 GA,60" COIL | 0 | Purchased Item | Active |  | 1 | 1 |  |  |  | Item | 0.129 | SFT | 100 | 1 | 0.129 | Date |  |  | 2024-09-30 15:41 |  | * | [6 empty] | 0.129 |  | 1 | 15 |  | 0 | 16 |  |  | * |  |  | None | *
5 | IP-59178_DOC | 16ga GA Jkt coil 60. | B | Reference Item - Document Management | Active |  | 99999 | 1 |  |  |  | Item | 1 | EA | 100 | 1 | 1 | Date |  |  | 2024-09-30 15:41 |  | * | [6 empty] | 1 |  | 1 | 60 |  | 0 | 60 | [5 empty] | None
4 | - IP-59175 | 16ga GA Jkt coil 60 | 0 | Sub-assembly | Active |  | 93 | 1 |  |  |  | Item | 1 | EA | 100 | 1 | 1 | Date |  |  | 2024-09-30 15:41 |  | * | [6 empty] | 1 |  | 1 | 0.064923 |  | 0.064923 | 81.0649 |  |  | * |  |  | None | *
5 | 45-GALC-0225 | STEEL,JKT,A60,16 GA,60" COIL | 0 | Purchased Item | Active |  | 1 | 1 |  |  |  | Item | 0.366 | SFT | 100 | 1 | 0.366 | Date |  |  | 2024-09-30 15:41 |  | * | [6 empty] | 0.366 |  | 1 | 15 |  | 0 | 16 |  |  | * |  |  | None | *
5 | IP-59175_DOC | 16ga GA Jkt coil 60. | B | Reference Item - Document Management | Active |  | 99999 | 1 |  |  |  | Item | 1 | EA | 100 | 1 | 1 | Date |  |  | 2024-09-30 15:41 |  | * | [6 empty] | 1 |  | 1 | 80 |  | 0 | 80 | [5 empty] | None
4 | - IP-59174 | 16ga GA Jkt coil 60 | 0 | Sub-assembly | Active |  | 94 | 1 |  |  |  | Item | 1 | EA | 100 | 1 | 1 | Date |  |  | 2024-09-30 15:41 |  | * | [6 empty] | 1 |  | 1 | 0.064923 |  | 0.064923 | 17.0649 |  |  | * |  |  | None | *
5 | 45-GALC-0225 | STEEL,JKT,A60,16 GA,60" COIL | 0 | Purchased Item | Active |  | 1 | 1 |  |  |  | Item | 0.166 | SFT | 100 | 1 | 0.166 | Date |  |  | 2024-09-30 15:41 |  | * | [6 empty] | 0.166 |  | 1 | 15 |  | 0 | 16 |  |  | * |  |  | None | *
5 | IP-59174_DOC | 16ga GA Jkt coil 60. | B | Reference Item - Document Management | Active |  | 99999 | 1 |  |  |  | Item | 1 | EA | 100 | 1 | 1 | Date |  |  | 2024-09-30 15:41 |  | * | [6 empty] | 1 |  | 1 |  |  | 0 | 0 | [5 empty] | None
4 | - IP-59173 | 16ga GA Jkt coil 60 | 0 | Sub-assembly | Active |  | 95 | 1 |  |  |  | Item | 1 | EA | 100 | 1 | 1 | Date |  |  | 2024-09-30 15:41 |  | * | [6 empty] | 1 |  | 1 | 0.064923 |  | 0.064923 | 17.0649 |  |  | * |  |  | None | *
5 | 45-GALC-0225 | STEEL,JKT,A60,16 GA,60" COIL | 0 | Purchased Item | Active |  | 1 | 1 |  |  |  | Item | 0.233 | SFT | 100 | 1 | 0.233 | Date |  |  | 2024-09-30 15:41 |  | * | [6 empty] | 0.233 |  | 1 | 15 |  | 0 | 16 |  |  | * |  |  | None | *
5 | IP-59173_DOC | 16ga GA Jkt coil 60. | B | Reference Item - Document Management | Active |  | 99999 | 1 |  |  |  | Item | 1 | EA | 100 | 1 | 1 | Date |  |  | 2024-09-30 15:41 |  | * | [6 empty] | 1 |  | 1 |  |  | 0 | 0 | [5 empty] | None
4 | - IP-59172 | 16ga GA Jkt coil 60 | 0 | Sub-assembly | Active |  | 96 | 1 |  |  |  | Item | 1 | EA | 100 | 1 | 1 | Date |  |  | 2024-09-30 15:41 |  | * | [6 empty] | 1 |  | 1 | 0.064923 |  | 0.064923 | 17.0649 |  |  | * |  |  | None | *
5 | 45-GALC-0225 | STEEL,JKT,A60,16 GA,60" COIL | 0 | Purchased Item | Active |  | 1 | 1 |  |  |  | Item | 0.631 | SFT | 100 | 1 | 0.631 | Date |  |  | 2024-09-30 15:41 |  | * | [6 empty] | 0.631 |  | 1 | 15 |  | 0 | 16 |  |  | * |  |  | None | *
5 | IP-59172_DOC | 16ga GA Jkt coil 60. | B | Reference Item - Document Management | Active |  | 99999 | 1 |  |  |  | Item | 1 | EA | 100 | 1 | 1 | Date |  |  | 2024-09-30 15:41 |  | * | [6 empty] | 1 |  | 1 | 5 |  | 0 | 5 | [5 empty] | None
4 | - IP-58009 | 14ga GA Jkt coil 60 | 0 | Sub-assembly | Active |  | 97 | 1 |  |  |  | Item | 4 | EA | 100 | 1 | 4 | Date |  |  | 2024-09-30 15:41 |  | * | [6 empty] | 4 |  | 1 | 0.064923 |  | 0.064923 | 17.0649 |  |  | * |  |  | None | *
5 | 45-GALC-0505 | STEEL,JKT,A60,14 GA,60" COIL | 0 | Purchased Item | Active |  | 1 | 1 |  |  |  | Item | 0.886 | SFT | 100 | 1 | 3.544 | Date |  |  | 2024-09-30 15:41 |  | * | [6 empty] | 3.544 |  | 1 | 15 |  | 0 | 16 |  |  | * |  |  | None | *
5 | IP-58009_DOC | 14ga GA Jkt coil 60. | B | Reference Item - Document Management | Active |  | 99999 | 1 |  |  |  | Item | 1 | EA | 100 | 1 | 4 | Date |  |  | 2024-09-30 15:41 |  | * | [6 empty] | 4 |  | 1 |  |  | 0 | 0 | [5 empty] | None
4 | - IP-54842 | STL,TUBE,A36, 4 x 2 x 1/4" piece 40 ft long | 0 | Sub-assembly | Active |  | 98 | 1 |  |  |  | Item | 1 | EA | 100 | 1 | 1 | Date |  |  | 2024-09-30 15:41 |  | * | [6 empty] | 1 |  | 1 | 0.45987 |  | 0.45987 | 17.4599 |  |  | * |  |  | None | *
5 | 40-TUBE-A32414 | STL,TUBE,A36, 4 X 2 X 1/4" PIECE 40 FT LONG | 0 | Purchased Item | Active |  | 1 | 1 |  |  |  | Item | 0.80208 | FT | 100 | 1 | 0.80208 | Date |  |  | 2024-09-30 15:41 |  | * | [6 empty] | 0.80208 |  | 1 | 15 |  | 0 | 16 |  |  | * |  |  | None | *
5 | IP-54842_DOC | STL,TUBE,A36, 4 x 2 x 1/4" piece 40 ft long. | D | Reference Item - Document Management | Active |  | 99999 | 1 |  |  |  | Item | 1 | EA | 100 | 1 | 1 | Date |  |  | 2024-09-30 15:41 |  | * | [6 empty] | 1 |  | 1 |  |  | 0 | 0 | [5 empty] | None
3 | - MCYS06-SMA-68062 | BASE PANEL ASSY | 0 | Sub-assembly | Active |  | 2 | 1 |  |  |  | Item | 1 | EA | 100 | 1 | 1 | Date |  |  | 2024-09-30 15:41 |  | * | [6 empty] | 1 |  | 1 | 0 |  | 0.064923 | 77.0649 |  |  | * |  |  | None | *
4 | - IP-54837 | 14ga SS 304L Solid 60x144 | 0 | Sub-assembly | Active |  | 1 | 1 |  |  |  | Item | 1 | EA | 100 | 1 | 1 | Date |  |  | 2024-09-30 15:41 |  | * | [6 empty] | 1 |  | 1 | 0.064923 |  | 0.064923 | 76.0649 |  |  | * |  |  | None | *
5 | 45-304L-0192 | STEEL,304L,S/S,14GA,60X144 | 0 | Purchased Item | Active |  | 1 | 1 |  |  |  | Item | 27.6319 | SFT | 100 | 1 | 27.6319 | Date |  |  | 2024-09-30 15:41 |  | * | [6 empty] | 27.6319 |  | 1 | 20 |  | 0 | 21 |  |  | * |  |  | None | *
5 | IP-54837_DOC | 14ga SS 304L Solid 60x144. | C | Reference Item - Document Management | Active |  | 99999 | 1 |  |  |  | Item | 1 | EA | 100 | 1 | 1 | Date |  |  | 2024-09-30 15:41 |  | * | [6 empty] | 1 |  | 1 | 75 |  | 0 | 75 | [5 empty] | None
4 | - IP-54836 | 14ga SS 304L Solid 60x144 | 0 | Sub-assembly | Active |  | 2 | 1 |  |  |  | Item | 1 | EA | 100 | 1 | 1 | Date |  |  | 2024-09-30 15:41 |  | * | [6 empty] | 1 |  | 1 | 0.064923 |  | 0.064923 | 22.0649 |  |  | * |  |  | None | *
5 | 45-304L-0192 | STEEL,304L,S/S,14GA,60X144 | 0 | Purchased Item | Active |  | 1 | 1 |  |  |  | Item | 31.5826 | SFT | 100 | 1 | 31.5826 | Date |  |  | 2024-09-30 15:41 |  | * | [6 empty] | 31.5826 |  | 1 | 20 |  | 0 | 21 |  |  | * |  |  | None | *
5 | IP-54836_DOC | 14ga SS 304L Solid 60x144. | C | Reference Item - Document Management | Active |  | 99999 | 1 |  |  |  | Item | 1 | EA | 100 | 1 | 1 | Date |  |  | 2024-09-30 15:41 |  | * | [6 empty] | 1 |  | 1 |  |  | 0 | 0 | [5 empty] | None
4 | - IP-54839 | 14ga SS 304L Solid 60x144 | 0 | Sub-assembly | Active |  | 3 | 1 |  |  |  | Item | 1 | EA | 100 | 1 | 1 | Date |  |  | 2024-09-30 15:41 |  | * | [6 empty] | 1 |  | 1 | 0.064923 |  | 0.064923 | 22.0649 |  |  | * |  |  | None | *
5 | 45-304L-0192 | STEEL,304L,S/S,14GA,60X144 | 0 | Purchased Item | Active |  | 1 | 1 |  |  |  | Item | 27.6319 | SFT | 100 | 1 | 27.6319 | Date |  |  | 2024-09-30 15:41 |  | * | [6 empty] | 27.6319 |  | 1 | 20 |  | 0 | 21 |  |  | * |  |  | None | *
5 | IP-54839_DOC | 14ga SS 304L Solid 60x144. | B | Reference Item - Document Management | Active |  | 99999 | 1 |  |  |  | Item | 1 | EA | 100 | 1 | 1 | Date |  |  | 2024-09-30 15:41 |  | * | [6 empty] | 1 |  | 1 |  |  | 0 | 0 | [5 empty] | None
4 | - IP-54838 | 14ga SS 304L Solid 60x144 | 0 | Sub-assembly | Active |  | 4 | 1 |  |  |  | Item | 1 | EA | 100 | 1 | 1 | Date |  |  | 2024-09-30 15:41 |  | * | [6 empty] | 1 |  | 1 | 0.064923 |  | 0.064923 | 31.0649 |  |  | * |  |  | None | *
5 | 45-304L-0192 | STEEL,304L,S/S,14GA,60X144 | 0 | Purchased Item | Active |  | 1 | 1 |  |  |  | Item | 31.5826 | SFT | 100 | 1 | 31.5826 | Date |  |  | 2024-09-30 15:41 |  | * | [6 empty] | 31.5826 |  | 1 | 20 |  | 0 | 21 |  |  | * |  |  | None | *
5 | IP-54838_DOC | 14ga SS 304L Solid 60x144. | B | Reference Item - Document Management | Active |  | 99999 | 1 |  |  |  | Item | 1 | EA | 100 | 1 | 1 | Date |  |  | 2024-09-30 15:41 |  | * | [6 empty] | 1 |  | 1 | 30 |  | 0 | 30 | [5 empty] | None
4 | - IP-54833 | 14ga SS 304L Solid 60x144 | 0 | Sub-assembly | Active |  | 5 | 1 |  |  |  | Item | 1 | EA | 100 | 1 | 1 | Date |  |  | 2024-09-30 15:41 |  | * | [6 empty] | 1 |  | 1 | 0.064923 |  | 0.064923 | 22.0649 |  |  | * |  |  | None | *
5 | 45-304L-0192 | STEEL,304L,S/S,14GA,60X144 | 0 | Purchased Item | Active |  | 1 | 1 |  |  |  | Item | 16.5749 | SFT | 100 | 1 | 16.5749 | Date |  |  | 2024-09-30 15:41 |  | * | [6 empty] | 16.5749 |  | 1 | 20 |  | 0 | 21 |  |  | * |  |  | None | *
5 | IP-54833_DOC | 14ga SS 304L Solid 60x144. | C | Reference Item - Document Management | Active |  | 99999 | 1 |  |  |  | Item | 1 | EA | 100 | 1 | 1 | Date |  |  | 2024-09-30 15:41 |  | * | [6 empty] | 1 |  | 1 | 5 |  | 0 | 5 | [5 empty] | None
4 | - IP-54832 | 14ga SS 304L Solid 60x144 | 0 | Sub-assembly | Active |  | 6 | 1 |  |  |  | Item | 1 | EA | 100 | 1 | 1 | Date |  |  | 2024-09-30 15:41 |  | * | [6 empty] | 1 |  | 1 | 0.064923 |  | 0.064923 | 22.0649 |  |  | * |  |  | None | *
5 | 45-304L-0192 | STEEL,304L,S/S,14GA,60X144 | 0 | Purchased Item | Active |  | 1 | 1 |  |  |  | Item | 23.4598 | SFT | 100 | 1 | 23.4598 | Date |  |  | 2024-09-30 15:41 |  | * | [6 empty] | 23.4598 |  | 1 | 20 |  | 0 | 21 |  |  | * |  |  | None | *
5 | IP-54832_DOC | 14ga SS 304L Solid 60x144. | C | Reference Item - Document Management | Active |  | 99999 | 1 |  |  |  | Item | 1 | EA | 100 | 1 | 1 | Date |  |  | 2024-09-30 15:41 |  | * | [6 empty] | 1 |  | 1 |  |  | 0 | 0 | [5 empty] | None
4 | - IP-54835 | 14ga SS 304L Solid 60x144 | 0 | Sub-assembly | Active |  | 7 | 1 |  |  |  | Item | 1 | EA | 100 | 1 | 1 | Date |  |  | 2024-09-30 15:41 |  | * | [6 empty] | 1 |  | 1 | 0.064923 |  | 0.064923 | 22.0649 |  |  | * |  |  | None | *
5 | 45-304L-0192 | STEEL,304L,S/S,14GA,60X144 | 0 | Purchased Item | Active |  | 1 | 1 |  |  |  | Item | 17.6506 | SFT | 100 | 1 | 17.6506 | Date |  |  | 2024-09-30 15:41 |  | * | [6 empty] | 17.6506 |  | 1 | 20 |  | 0 | 21 |  |  | * |  |  | None | *
5 | IP-54835_DOC | 14ga SS 304L Solid 60x144. | C | Reference Item - Document Management | Active |  | 99999 | 1 |  |  |  | Item | 1 | EA | 100 | 1 | 1 | Date |  |  | 2024-09-30 15:41 |  | * | [6 empty] | 1 |  | 1 | 5 |  | 0 | 5 | [5 empty] | None
4 | - IP-54834 | 14ga SS 304L Solid 60x144 | 0 | Sub-assembly | Active |  | 8 | 1 |  |  |  | Item | 1 | EA | 100 | 1 | 1 | Date |  |  | 2024-09-30 15:41 |  | * | [6 empty] | 1 |  | 1 | 0.064923 |  | 0.064923 | 22.0649 |  |  | * |  |  | None | *
5 | 45-304L-0192 | STEEL,304L,S/S,14GA,60X144 | 0 | Purchased Item | Active |  | 1 | 1 |  |  |  | Item | 20.1742 | SFT | 100 | 1 | 20.1742 | Date |  |  | 2024-09-30 15:41 |  | * | [6 empty] | 20.1742 |  | 1 | 20 |  | 0 | 21 |  |  | * |  |  | None | *
5 | IP-54834_DOC | 14ga SS 304L Solid 60x144. | C | Reference Item - Document Management | Active |  | 99999 | 1 |  |  |  | Item | 1 | EA | 100 | 1 | 1 | Date |  |  | 2024-09-30 15:41 |  | * | [6 empty] | 1 |  | 1 |  |  | 0 | 0 | [5 empty] | None
4 | - IP-59292 | 14ga SS 304L Solid 60x144 | 0 | Sub-assembly | Active |  | 9 | 1 |  |  |  | Item | 4 | EA | 100 | 1 | 4 | Date |  |  | 2024-09-30 15:41 |  | * | [6 empty] | 4 |  | 1 | 0.064923 |  | 0.064923 | 22.0649 |  |  | * |  |  | None | *
5 | 45-304L-0192 | STEEL,304L,S/S,14GA,60X144 | 0 | Purchased Item | Active |  | 1 | 1 |  |  |  | Item | 0.09003 | SFT | 100 | 1 | 0.36012 | Date |  |  | 2024-09-30 15:41 |  | * | [6 empty] | 0.36012 |  | 1 | 20 |  | 0 | 21 |  |  | * |  |  | None | *
5 | IP-59292_DOC | 14ga SS 304L Solid 60x144. | B | Reference Item - Document Management | Active |  | 99999 | 1 |  |  |  | Item | 1 | EA | 100 | 1 | 4 | Date |  |  | 2024-09-30 15:41 |  | * | [6 empty] | 4 |  | 1 |  |  | 0 | 0 | [5 empty] | None
4 | - IP-59291 | 14ga SS 304L Solid 60x144 | 0 | Sub-assembly | Active |  | 10 | 1 |  |  |  | Item | 4 | EA | 100 | 1 | 4 | Date |  |  | 2024-09-30 15:41 |  | * | [6 empty] | 4 |  | 1 | 0.064923 |  | 0.064923 | 22.0649 |  |  | * |  |  | None | *
5 | 45-304L-0192 | STEEL,304L,S/S,14GA,60X144 | 0 | Purchased Item | Active |  | 1 | 1 |  |  |  | Item | 0.07717 | SFT | 100 | 1 | 0.30868 | Date |  |  | 2024-09-30 15:41 |  | * | [6 empty] | 0.30868 |  | 1 | 20 |  | 0 | 21 |  |  | * |  |  | None | *
5 | IP-59291_DOC | 14ga SS 304L Solid 60x144. | B | Reference Item - Document Management | Active |  | 99999 | 1 |  |  |  | Item | 1 | EA | 100 | 1 | 4 | Date |  |  | 2024-09-30 15:41 |  | * | [6 empty] | 4 |  | 1 |  |  | 0 | 0 | [5 empty] | None
4 | - IP-59290 | GRATING,BAR,GLV,1x.13 - 2' x 24' LENGTH | 0 | Sub-assembly | Active |  | 11 | 1 |  |  |  | Item | 2 | EA | 100 | 1 | 2 | Date |  |  | 2024-09-30 15:41 |  | * | [6 empty] | 2 |  | 1 | 0 |  | 0 | 17 |  |  | * |  |  | None | *
5 | 40-GRAT-0100 | GRATING,BAR,GLV,1X.13 - 2' X 24' LENGTH | 0 | Purchased Item | Active |  | 1 | 1 |  |  |  | Item | 12.3333 | SFT | 100 | 1 | 24.6667 | Date |  |  | 2024-09-30 15:41 |  | * | [6 empty] | 24.6667 |  | 1 | 15 |  | 0 | 16 |  |  | * |  |  | None | *
5 | IP-59290_DOC | GRATING,BAR,GLV,1x.13 - 2' x 24' LENGTH. | C | Reference Item - Document Management | Active |  | 99999 | 1 |  |  |  | Item | 1 | EA | 100 | 1 | 2 | Date |  |  | 2024-09-30 15:41 |  | * | [6 empty] | 2 |  | 1 |  |  | 0 | 0 | [5 empty] | None
4 | - IP-59289 | 14ga SS 304L Solid 60x144 | 0 | Sub-assembly | Active |  | 12 | 1 |  |  |  | Item | 4 | EA | 100 | 1 | 4 | Date |  |  | 2024-09-30 15:41 |  | * | [6 empty] | 4 |  | 1 | 0.064923 |  | 0.064923 | 22.0649 |  |  | * |  |  | None | *
5 | 45-304L-0192 | STEEL,304L,S/S,14GA,60X144 | 0 | Purchased Item | Active |  | 1 | 1 |  |  |  | Item | 0.13864 | SFT | 100 | 1 | 0.55456 | Date |  |  | 2024-09-30 15:41 |  | * | [6 empty] | 0.55456 |  | 1 | 20 |  | 0 | 21 |  |  | * |  |  | None | *
5 | IP-59289_DOC | 14ga SS 304L Solid 60x144. | B | Reference Item - Document Management | Active |  | 99999 | 1 |  |  |  | Item | 1 | EA | 100 | 1 | 4 | Date |  |  | 2024-09-30 15:41 |  | * | [6 empty] | 4 |  | 1 |  |  | 0 | 0 | [5 empty] | None
4 | - IP-59288 | 14ga SS 304L Solid 60x144 | 0 | Sub-assembly | Active |  | 13 | 1 |  |  |  | Item | 3 | EA | 100 | 1 | 3 | Date |  |  | 2024-09-30 15:41 |  | * | [6 empty] | 3 |  | 1 | 0.064923 |  | 0.064923 | 41.0649 |  |  | * |  |  | None | *
5 | 45-304L-0192 | STEEL,304L,S/S,14GA,60X144 | 0 | Purchased Item | Active |  | 1 | 1 |  |  |  | Item | 0.14763 | SFT | 100 | 1 | 0.44289 | Date |  |  | 2024-09-30 15:41 |  | * | [6 empty] | 0.44289 |  | 1 | 20 |  | 0 | 21 |  |  | * |  |  | None | *
5 | IP-59288_DOC | 14ga SS 304L Solid 60x144. | B | Reference Item - Document Management | Active |  | 99999 | 1 |  |  |  | Item | 1 | EA | 100 | 1 | 3 | Date |  |  | 2024-09-30 15:41 |  | * | [6 empty] | 3 |  | 1 | 40 |  | 0 | 40 | [5 empty] | None
4 | - IP-54790 | 14ga SS 304L Solid 60x144 | 0 | Sub-assembly | Active |  | 14 | 1 |  |  |  | Item | 2 | EA | 100 | 1 | 2 | Date |  |  | 2024-09-30 15:41 |  | * | [6 empty] | 2 |  | 1 | 0.064923 |  | 0.064923 | 22.0649 |  |  | * |  |  | None | *
5 | 45-304L-0192 | STEEL,304L,S/S,14GA,60X144 | 0 | Purchased Item | Active |  | 1 | 1 |  |  |  | Item | 3.7626 | SFT | 100 | 1 | 7.5253 | Date |  |  | 2024-09-30 15:41 |  | * | [6 empty] | 7.5253 |  | 1 | 20 |  | 0 | 21 |  |  | * |  |  | None | *
5 | IP-54790_DOC | 14ga SS 304L Solid 60x144. | C | Reference Item - Document Management | Active |  | 99999 | 1 |  |  |  | Item | 1 | EA | 100 | 1 | 2 | Date |  |  | 2024-09-30 15:41 |  | * | [6 empty] | 2 |  | 1 |  |  | 0 | 0 | [5 empty] | None
4 | - IP-60448 | 14ga SS 304L Solid 60x144 | 0 | Sub-assembly | Active |  | 15 | 1 |  |  |  | Item | 1 | EA | 100 | 1 | 1 | Date |  |  | 2024-09-30 15:41 |  | * | [6 empty] | 1 |  | 1 | 0.064923 |  | 0.064923 | 31.0649 |  |  | * |  |  | None | *
5 | 45-304L-0192 | STEEL,304L,S/S,14GA,60X144 | 0 | Purchased Item | Active |  | 1 | 1 |  |  |  | Item | 0.14763 | SFT | 100 | 1 | 0.14763 | Date |  |  | 2024-09-30 15:41 |  | * | [6 empty] | 0.14763 |  | 1 | 20 |  | 0 | 21 |  |  | * |  |  | None | *
5 | IP-60448_DOC | 14ga SS 304L Solid 60x144. | C | Reference Item - Document Management | Active |  | 99999 | 1 |  |  |  | Item | 1 | EA | 100 | 1 | 1 | Date |  |  | 2024-09-30 15:41 |  | * | [6 empty] | 1 |  | 1 | 30 |  | 0 | 30 | [5 empty] | None
4 | - IP-54831 | 14ga SS 304L Solid 60x144 | 0 | Sub-assembly | Active |  | 16 | 1 |  |  |  | Item | 1 | EA | 100 | 1 | 1 | Date |  |  | 2024-09-30 15:41 |  | * | [6 empty] | 1 |  | 1 | 0.064923 |  | 0.064923 | 22.0649 |  |  | * |  |  | None | *
5 | 45-304L-0192 | STEEL,304L,S/S,14GA,60X144 | 0 | Purchased Item | Active |  | 1 | 1 |  |  |  | Item | 22.1922 | SFT | 100 | 1 | 22.1922 | Date |  |  | 2024-09-30 15:41 |  | * | [6 empty] | 22.1922 |  | 1 | 20 |  | 0 | 21 |  |  | * |  |  | None | *
5 | IP-54831_DOC | 14ga SS 304L Solid 60x144. | C | Reference Item - Document Management | Active |  | 99999 | 1 |  |  |  | Item | 1 | EA | 100 | 1 | 1 | Date |  |  | 2024-09-30 15:41 |  | * | [6 empty] | 1 |  | 1 |  |  | 0 | 0 | [5 empty] | None
4 | - IP-54830 | 14ga SS 304L Solid 60x144 | 0 | Sub-assembly | Active |  | 17 | 1 |  |  |  | Item | 1 | EA | 100 | 1 | 1 | Date |  |  | 2024-09-30 15:41 |  | * | [6 empty] | 1 |  | 1 | 0.064923 |  | 0.064923 | 22.0649 |  |  | * |  |  | None | *
5 | 45-304L-0192 | STEEL,304L,S/S,14GA,60X144 | 0 | Purchased Item | Active |  | 1 | 1 |  |  |  | Item | 31.4104 | SFT | 100 | 1 | 31.4104 | Date |  |  | 2024-09-30 15:41 |  | * | [6 empty] | 31.4104 |  | 1 | 20 |  | 0 | 21 |  |  | * |  |  | None | *
5 | IP-54830_DOC | 14ga SS 304L Solid 60x144. | C | Reference Item - Document Management | Active |  | 99999 | 1 |  |  |  | Item | 1 | EA | 100 | 1 | 1 | Date |  |  | 2024-09-30 15:41 |  | * | [6 empty] | 1 |  | 1 |  |  | 0 | 0 | [5 empty] | None
4 | - IP-54826 | 14ga SS 304L Solid 60x144 | 0 | Sub-assembly | Active |  | 18 | 1 |  |  |  | Item | 1 | EA | 100 | 1 | 1 | Date |  |  | 2024-09-30 15:41 |  | * | [6 empty] | 1 |  | 1 | 0.064923 |  | 0.064923 | 22.0649 |  |  | * |  |  | None | *
5 | 45-304L-0192 | STEEL,304L,S/S,14GA,60X144 | 0 | Purchased Item | Active |  | 1 | 1 |  |  |  | Item | 11.0425 | SFT | 100 | 1 | 11.0425 | Date |  |  | 2024-09-30 15:41 |  | * | [6 empty] | 11.0425 |  | 1 | 20 |  | 0 | 21 |  |  | * |  |  | None | *
5 | IP-54826_DOC | 14ga SS 304L Solid 60x144 | 0 | Reference Item - Document Management | Active |  | 99999 | 1 |  |  |  | Item | 1 | EA | 100 | 1 | 1 | Date |  |  | 2024-09-30 15:41 |  | * | [6 empty] | 1 |  | 1 |  |  | 0 | 0 | [5 empty] | None
4 | - IP-54825 | 14ga SS 304L Solid 60x144 | 0 | Sub-assembly | Active |  | 19 | 1 |  |  |  | Item | 1 | EA | 100 | 1 | 1 | Date |  |  | 2024-09-30 15:41 |  | * | [6 empty] | 1 |  | 1 | 0.064923 |  | 0.064923 | 22.0649 |  |  | * |  |  | None | *
5 | 45-304L-0192 | STEEL,304L,S/S,14GA,60X144 | 0 | Purchased Item | Active |  | 1 | 1 |  |  |  | Item | 26.4662 | SFT | 100 | 1 | 26.4662 | Date |  |  | 2024-09-30 15:41 |  | * | [6 empty] | 26.4662 |  | 1 | 20 |  | 0 | 21 |  |  | * |  |  | None | *
5 | IP-54825_DOC | 14ga SS 304L Solid 60x144. | C | Reference Item - Document Management | Active |  | 99999 | 1 |  |  |  | Item | 1 | EA | 100 | 1 | 1 | Date |  |  | 2024-09-30 15:41 |  | * | [6 empty] | 1 |  | 1 |  |  | 0 | 0 | [5 empty] | None
4 | - IP-54828 | 14ga SS 304L Solid 60x144 | 0 | Sub-assembly | Active |  | 20 | 1 |  |  |  | Item | 1 | EA | 100 | 1 | 1 | Date |  |  | 2024-09-30 15:41 |  | * | [6 empty] | 1 |  | 1 | 0.064923 |  | 0.064923 | 22.0649 |  |  | * |  |  | None | *
5 | 45-304L-0192 | STEEL,304L,S/S,14GA,60X144 | 0 | Purchased Item | Active |  | 1 | 1 |  |  |  | Item | 20.3397 | SFT | 100 | 1 | 20.3397 | Date |  |  | 2024-09-30 15:41 |  | * | [6 empty] | 20.3397 |  | 1 | 20 |  | 0 | 21 |  |  | * |  |  | None | *
5 | IP-54828_DOC | 14ga SS 304L Solid 60x144. | C | Reference Item - Document Management | Active |  | 99999 | 1 |  |  |  | Item | 1 | EA | 100 | 1 | 1 | Date |  |  | 2024-09-30 15:41 |  | * | [6 empty] | 1 |  | 1 |  |  | 0 | 0 | [5 empty] | None
4 | - IP-54827 | 14ga SS 304L Solid 60x144 | 0 | Sub-assembly | Active |  | 21 | 1 |  |  |  | Item | 1 | EA | 100 | 1 | 1 | Date |  |  | 2024-09-30 15:41 |  | * | [6 empty] | 1 |  | 1 | 0.064923 |  | 0.064923 | 22.0649 |  |  | * |  |  | None | *
5 | 45-304L-0192 | STEEL,304L,S/S,14GA,60X144 | 0 | Purchased Item | Active |  | 1 | 1 |  |  |  | Item | 11.0425 | SFT | 100 | 1 | 11.0425 | Date |  |  | 2024-09-30 15:41 |  | * | [6 empty] | 11.0425 |  | 1 | 20 |  | 0 | 21 |  |  | * |  |  | None | *
5 | IP-54827_DOC | 14ga SS 304L Solid 60x144. | C | Reference Item - Document Management | Active |  | 99999 | 1 |  |  |  | Item | 1 | EA | 100 | 1 | 1 | Date |  |  | 2024-09-30 15:41 |  | * | [6 empty] | 1 |  | 1 |  |  | 0 | 0 | [5 empty] | None
4 | - IP-54822 | 14ga SS 304L Solid 60x144 | 0 | Sub-assembly | Active |  | 22 | 1 |  |  |  | Item | 1 | EA | 100 | 1 | 1 | Date |  |  | 2024-09-30 15:41 |  | * | [6 empty] | 1 |  | 1 | 0.064923 |  | 0.064923 | 22.0649 |  |  | * |  |  | None | *
5 | 45-304L-0192 | STEEL,304L,S/S,14GA,60X144 | 0 | Purchased Item | Active |  | 1 | 1 |  |  |  | Item | 22.256 | SFT | 100 | 1 | 22.256 | Date |  |  | 2024-09-30 15:41 |  | * | [6 empty] | 22.256 |  | 1 | 20 |  | 0 | 21 |  |  | * |  |  | None | *
5 | IP-54822_DOC | 14ga SS 304L Solid 60x144. | C | Reference Item - Document Management | Active |  | 99999 | 1 |  |  |  | Item | 1 | EA | 100 | 1 | 1 | Date |  |  | 2024-09-30 15:41 |  | * | [6 empty] | 1 |  | 1 | 10 |  | 0 | 10 | [5 empty] | None
4 | - IP-54789 | 14ga SS 304L Solid 60x144 | 0 | Sub-assembly | Active |  | 23 | 1 |  |  |  | Item | 4 | EA | 100 | 1 | 4 | Date |  |  | 2024-09-30 15:41 |  | * | [6 empty] | 4 |  | 1 | 0.064923 |  | 0.064923 | 22.0649 |  |  | * |  |  | None | *
5 | 45-304L-0192 | STEEL,304L,S/S,14GA,60X144 | 0 | Purchased Item | Active |  | 1 | 1 |  |  |  | Item | 3.7626 | SFT | 100 | 1 | 15.0506 | Date |  |  | 2024-09-30 15:41 |  | * | [6 empty] | 15.0506 |  | 1 | 20 |  | 0 | 21 |  |  | * |  |  | None | *
5 | IP-54789_DOC | 14ga SS 304L Solid 60x144. | C | Reference Item - Document Management | Active |  | 99999 | 1 |  |  |  | Item | 1 | EA | 100 | 1 | 4 | Date |  |  | 2024-09-30 15:41 |  | * | [6 empty] | 4 |  | 1 |  |  | 0 | 0 | [5 empty] | None
4 | - IP-54821 | 14ga SS 304L Solid 60x144 | 0 | Sub-assembly | Active |  | 24 | 1 |  |  |  | Item | 1 | EA | 100 | 1 | 1 | Date |  |  | 2024-09-30 15:41 |  | * | [6 empty] | 1 |  | 1 | 0.064923 |  | 0.064923 | 22.0649 |  |  | * |  |  | None | *
5 | 45-304L-0192 | STEEL,304L,S/S,14GA,60X144 | 0 | Purchased Item | Active |  | 1 | 1 |  |  |  | Item | 27.6319 | SFT | 100 | 1 | 27.6319 | Date |  |  | 2024-09-30 15:41 |  | * | [6 empty] | 27.6319 |  | 1 | 20 |  | 0 | 21 |  |  | * |  |  | None | *
5 | IP-54821_DOC | 14ga SS 304L Solid 60x144. | C | Reference Item - Document Management | Active |  | 99999 | 1 |  |  |  | Item | 1 | EA | 100 | 1 | 1 | Date |  |  | 2024-09-30 15:41 |  | * | [6 empty] | 1 |  | 1 | 0 |  | 0 | 3 | [5 empty] | None
4 | - IP-54788 | 14ga SS 304L Solid 60x144 | 0 | Sub-assembly | Active |  | 25 | 1 |  |  |  | Item | 2 | EA | 100 | 1 | 2 | Date |  |  | 2024-09-30 15:41 |  | * | [6 empty] | 2 |  | 1 | 0.064923 |  | 0.064923 | 22.0649 |  |  | * |  |  | None | *
5 | 45-304L-0192 | STEEL,304L,S/S,14GA,60X144 | 0 | Purchased Item | Active |  | 1 | 1 |  |  |  | Item | 3.7626 | SFT | 100 | 1 | 7.5253 | Date |  |  | 2024-09-30 15:41 |  | * | [6 empty] | 7.5253 |  | 1 | 20 |  | 0 | 21 |  |  | * |  |  | None | *
5 | IP-54788_DOC | 14ga SS 304L Solid 60x144. | C | Reference Item - Document Management | Active |  | 99999 | 1 |  |  |  | Item | 1 | EA | 100 | 1 | 2 | Date |  |  | 2024-09-30 15:41 |  | * | [6 empty] | 2 |  | 1 |  |  | 0 | 0 | [5 empty] | None
4 | - IP-54824 | 14ga SS 304L Solid 60x144 | 0 | Sub-assembly | Active |  | 26 | 1 |  |  |  | Item | 1 | EA | 100 | 1 | 1 | Date |  |  | 2024-09-30 15:41 |  | * | [6 empty] | 1 |  | 1 | 0.064923 |  | 0.064923 | 22.0649 |  |  | * |  |  | None | *
5 | 45-304L-0192 | STEEL,304L,S/S,14GA,60X144 | 0 | Purchased Item | Active |  | 1 | 1 |  |  |  | Item | 30.2502 | SFT | 100 | 1 | 30.2502 | Date |  |  | 2024-09-30 15:41 |  | * | [6 empty] | 30.2502 |  | 1 | 20 |  | 0 | 21 |  |  | * |  |  | None | *
5 | IP-54824_DOC | 14ga SS 304L Solid 60x144. | C | Reference Item - Document Management | Active |  | 99999 | 1 |  |  |  | Item | 1 | EA | 100 | 1 | 1 | Date |  |  | 2024-09-30 15:41 |  | * | [6 empty] | 1 |  | 1 | 5 |  | 0 | 5 | [5 empty] | None
4 | - IP-54823 | 14ga SS 304L Solid 60x144 | 0 | Sub-assembly | Active |  | 27 | 1 |  |  |  | Item | 1 | EA | 100 | 1 | 1 | Date |  |  | 2024-09-30 15:41 |  | * | [6 empty] | 1 |  | 1 | 0.064923 |  | 0.064923 | 22.0649 |  |  | * |  |  | None | *
5 | 45-304L-0192 | STEEL,304L,S/S,14GA,60X144 | 0 | Purchased Item | Active |  | 1 | 1 |  |  |  | Item | 19.472 | SFT | 100 | 1 | 19.472 | Date |  |  | 2024-09-30 15:41 |  | * | [6 empty] | 19.472 |  | 1 | 20 |  | 0 | 21 |  |  | * |  |  | None | *
5 | IP-54823_DOC | 14ga SS 304L Solid 60x144. | C | Reference Item - Document Management | Active |  | 99999 | 1 |  |  |  | Item | 1 | EA | 100 | 1 | 1 | Date |  |  | 2024-09-30 15:41 |  | * | [6 empty] | 1 |  | 1 |  |  | 0 | 0 | [5 empty] | None
4 | - IP-54829 | 14ga SS 304L Solid 60x144 | 0 | Sub-assembly | Active |  | 28 | 1 |  |  |  | Item | 1 | EA | 100 | 1 | 1 | Date |  |  | 2024-09-30 15:41 |  | * | [6 empty] | 1 |  | 1 | 0.064923 |  | 0.064923 | 22.0649 |  |  | * |  |  | None | *
5 | 45-304L-0192 | STEEL,304L,S/S,14GA,60X144 | 0 | Purchased Item | Active |  | 1 | 1 |  |  |  | Item | 17.8474 | SFT | 100 | 1 | 17.8474 | Date |  |  | 2024-09-30 15:41 |  | * | [6 empty] | 17.8474 |  | 1 | 20 |  | 0 | 21 |  |  | * |  |  | None | *
5 | IP-54829_DOC | 14ga SS 304L Solid 60x144. | C | Reference Item - Document Management | Active |  | 99999 | 1 |  |  |  | Item | 1 | EA | 100 | 1 | 1 | Date |  |  | 2024-09-30 15:41 |  | * | [6 empty] | 1 |  | 1 |  |  | 0 | 0 | [5 empty] | None
4 | 75-W-14-BN1434S | 304 Stainless Steel-Neoprene Washer-0.275"ID - 5/8"OD | 0 | Purchased Item | Active |  | 29 | 1 |  |  |  | Item | 76 | EA | 100 | 1 | 76 | Date |  |  | 2024-09-30 15:41 |  | * | [6 empty] | 76 |  | 1 | 5 |  | 0 | 6 |  |  | * |  |  | None | *
4 | - IP-54785 | 14ga SS 304L Solid 60x144 | 0 | Sub-assembly | Active |  | 30 | 1 |  |  |  | Item | 4 | EA | 100 | 1 | 4 | Date |  |  | 2024-09-30 15:41 |  | * | [6 empty] | 4 |  | 1 | 0.064923 |  | 0.064923 | 31.0649 |  |  | * |  |  | None | *
5 | 45-304L-0192 | STEEL,304L,S/S,14GA,60X144 | 0 | Purchased Item | Active |  | 1 | 1 |  |  |  | Item | 1.6074 | SFT | 100 | 1 | 6.4297 | Date |  |  | 2024-09-30 15:41 |  | * | [6 empty] | 6.4297 |  | 1 | 20 |  | 0 | 21 |  |  | * |  |  | None | *
5 | IP-54785_DOC | 14ga SS 304L Solid 60x144. | C | Reference Item - Document Management | Active |  | 99999 | 1 |  |  |  | Item | 1 | EA | 100 | 1 | 4 | Date |  |  | 2024-09-30 15:41 |  | * | [6 empty] | 4 |  | 1 | 30 |  | 0 | 30 | [5 empty] | None
4 | 75-SCWH-14-114S | 1/4-14X1 1/4"S.DRILL HEAX HEAD 410SS | 0 | Purchased Item | Active |  | 31 | 1 |  |  |  | Item | 325 | EA | 100 | 1 | 325 | Date |  |  | 2024-09-30 15:41 |  | * | [6 empty] | 325 |  | 1 | 20 |  | 0 | 21 |  |  | * |  |  | None | *
4 | - IP-54784 | 14ga SS 304L Solid 60x144 | 0 | Sub-assembly | Active |  | 32 | 1 |  |  |  | Item | 4 | EA | 100 | 1 | 4 | Date |  |  | 2024-09-30 15:41 |  | * | [6 empty] | 4 |  | 1 | 0.064923 |  | 0.064923 | 22.0649 |  |  | * |  |  | None | *
5 | 45-304L-0192 | STEEL,304L,S/S,14GA,60X144 | 0 | Purchased Item | Active |  | 1 | 1 |  |  |  | Item | 1.7808 | SFT | 100 | 1 | 7.1232 | Date |  |  | 2024-09-30 15:41 |  | * | [6 empty] | 7.1232 |  | 1 | 20 |  | 0 | 21 |  |  | * |  |  | None | *
5 | IP-54784_DOC | 14ga SS 304L Solid 60x144. | C | Reference Item - Document Management | Active |  | 99999 | 1 |  |  |  | Item | 1 | EA | 100 | 1 | 4 | Date |  |  | 2024-09-30 15:41 |  | * | [6 empty] | 4 |  | 1 |  |  | 0 | 0 | [5 empty] | None
4 | - IP-54820 | 14ga SS 304L Solid 60x144 | 0 | Sub-assembly | Active |  | 33 | 1 |  |  |  | Item | 1 | EA | 100 | 1 | 1 | Date |  |  | 2024-09-30 15:41 |  | * | [6 empty] | 1 |  | 1 | 0.064923 |  | 0.064923 | 22.0649 |  |  | * |  |  | None | *
5 | 45-304L-0192 | STEEL,304L,S/S,14GA,60X144 | 0 | Purchased Item | Active |  | 1 | 1 |  |  |  | Item | 31.5826 | SFT | 100 | 1 | 31.5826 | Date |  |  | 2024-09-30 15:41 |  | * | [6 empty] | 31.5826 |  | 1 | 20 |  | 0 | 21 |  |  | * |  |  | None | *
5 | IP-54820_DOC | 14ga SS 304L Solid 60x144. | C | Reference Item - Document Management | Active |  | 99999 | 1 |  |  |  | Item | 1 | EA | 100 | 1 | 1 | Date |  |  | 2024-09-30 15:41 |  | * | [6 empty] | 1 |  | 1 |  |  | 0 | 0 | [5 empty] | None
4 | - IP-54787 | 14ga SS 304L Solid 60x144 | 0 | Sub-assembly | Active |  | 34 | 1 |  |  |  | Item | 1 | EA | 100 | 1 | 1 | Date |  |  | 2024-09-30 15:41 |  | * | [6 empty] | 1 |  | 1 | 0.064923 |  | 0.064923 | 22.0649 |  |  | * |  |  | None | *
5 | 45-304L-0192 | STEEL,304L,S/S,14GA,60X144 | 0 | Purchased Item | Active |  | 1 | 1 |  |  |  | Item | 2.653 | SFT | 100 | 1 | 2.653 | Date |  |  | 2024-09-30 15:41 |  | * | [6 empty] | 2.653 |  | 1 | 20 |  | 0 | 21 |  |  | * |  |  | None | *
5 | IP-54787_DOC | 14ga SS 304L Solid 60x144. | C | Reference Item - Document Management | Active |  | 99999 | 1 |  |  |  | Item | 1 | EA | 100 | 1 | 1 | Date |  |  | 2024-09-30 15:41 |  | * | [6 empty] | 1 |  | 1 | 5 |  | 0 | 5 | [5 empty] | None
4 | - IP-54786 | 14ga SS 304L Solid 60x144 | 0 | Sub-assembly | Active |  | 35 | 1 |  |  |  | Item | 1 | EA | 100 | 1 | 1 | Date |  |  | 2024-09-30 15:41 |  | * | [6 empty] | 1 |  | 1 | 0.064923 |  | 0.064923 | 41.0649 |  |  | * |  |  | None | *
5 | 45-304L-0192 | STEEL,304L,S/S,14GA,60X144 | 0 | Purchased Item | Active |  | 1 | 1 |  |  |  | Item | 2.6534 | SFT | 100 | 1 | 2.6534 | Date |  |  | 2024-09-30 15:41 |  | * | [6 empty] | 2.6534 |  | 1 | 20 |  | 0 | 21 |  |  | * |  |  | None | *
5 | IP-54786_DOC | 14ga SS 304L Solid 60x144. | C | Reference Item - Document Management | Active |  | 99999 | 1 |  |  |  | Item | 1 | EA | 100 | 1 | 1 | Date |  |  | 2024-09-30 15:41 |  | * | [6 empty] | 1 |  | 1 | 40 |  | 0 | 40 | [5 empty] | None
4 | - IP-54780 | 14ga SS 304L Solid 60x144 | 0 | Sub-assembly | Active |  | 36 | 1 |  |  |  | Item | 1 | EA | 100 | 1 | 1 | Date |  |  | 2024-09-30 15:41 |  | * | [6 empty] | 1 |  | 1 | 0.064923 |  | 0.064923 | 22.0649 |  |  | * |  |  | None | *
5 | 45-304L-0192 | STEEL,304L,S/S,14GA,60X144 | 0 | Purchased Item | Active |  | 1 | 1 |  |  |  | Item | 0.46492 | SFT | 100 | 1 | 0.46492 | Date |  |  | 2024-09-30 15:41 |  | * | [6 empty] | 0.46492 |  | 1 | 20 |  | 0 | 21 |  |  | * |  |  | None | *
5 | IP-54780_DOC | 14ga SS 304L Solid 60x144. | C | Reference Item - Document Management | Active |  | 99999 | 1 |  |  |  | Item | 1 | EA | 100 | 1 | 1 | Date |  |  | 2024-09-30 15:41 |  | * | [6 empty] | 1 |  | 1 |  |  | 0 | 0 | [5 empty] | None
4 | - IP-54815 | 14ga SS 304L Solid 60x144 | 0 | Sub-assembly | Active |  | 37 | 1 |  |  |  | Item | 1 | EA | 100 | 1 | 1 | Date |  |  | 2024-09-30 15:41 |  | * | [6 empty] | 1 |  | 1 | 0.064923 |  | 0.064923 | 22.0649 |  |  | * |  |  | None | *
5 | 45-304L-0192 | STEEL,304L,S/S,14GA,60X144 | 0 | Purchased Item | Active |  | 1 | 1 |  |  |  | Item | 20.0822 | SFT | 100 | 1 | 20.0822 | Date |  |  | 2024-09-30 15:41 |  | * | [6 empty] | 20.0822 |  | 1 | 20 |  | 0 | 21 |  |  | * |  |  | None | *
5 | IP-54815_DOC | 14ga SS 304L Solid 60x144. | C | Reference Item - Document Management | Active |  | 99999 | 1 |  |  |  | Item | 1 | EA | 100 | 1 | 1 | Date |  |  | 2024-09-30 15:41 |  | * | [6 empty] | 1 |  | 1 |  |  | 0 | 0 | [5 empty] | None
4 | - IP-54814 | 14ga SS 304L Solid 60x144 | 0 | Sub-assembly | Active |  | 38 | 1 |  |  |  | Item | 1 | EA | 100 | 1 | 1 | Date |  |  | 2024-09-30 15:41 |  | * | [6 empty] | 1 |  | 1 | 0.064923 |  | 0.064923 | 22.0649 |  |  | * |  |  | None | *
5 | 45-304L-0192 | STEEL,304L,S/S,14GA,60X144 | 0 | Purchased Item | Active |  | 1 | 1 |  |  |  | Item | 20.0822 | SFT | 100 | 1 | 20.0822 | Date |  |  | 2024-09-30 15:41 |  | * | [6 empty] | 20.0822 |  | 1 | 20 |  | 0 | 21 |  |  | * |  |  | None | *
5 | IP-54814_DOC | 14ga SS 304L Solid 60x144. | C | Reference Item - Document Management | Active |  | 99999 | 1 |  |  |  | Item | 1 | EA | 100 | 1 | 1 | Date |  |  | 2024-09-30 15:41 |  | * | [6 empty] | 1 |  | 1 |  |  | 0 | 0 | [5 empty] | None
4 | - IP-54817 | 14ga SS 304L Solid 60x144 | 0 | Sub-assembly | Active |  | 39 | 1 |  |  |  | Item | 1 | EA | 100 | 1 | 1 | Date |  |  | 2024-09-30 15:41 |  | * | [6 empty] | 1 |  | 1 | 0.064923 |  | 0.064923 | 22.0649 |  |  | * |  |  | None | *
5 | 45-304L-0192 | STEEL,304L,S/S,14GA,60X144 | 0 | Purchased Item | Active |  | 1 | 1 |  |  |  | Item | 26.4662 | SFT | 100 | 1 | 26.4662 | Date |  |  | 2024-09-30 15:41 |  | * | [6 empty] | 26.4662 |  | 1 | 20 |  | 0 | 21 |  |  | * |  |  | None | *
5 | IP-54817_DOC | 14ga SS 304L Solid 60x144. | C | Reference Item - Document Management | Active |  | 99999 | 1 |  |  |  | Item | 1 | EA | 100 | 1 | 1 | Date |  |  | 2024-09-30 15:41 |  | * | [6 empty] | 1 |  | 1 |  |  | 0 | 0 | [5 empty] | None
4 | - IP-54816 | 14ga SS 304L Solid 60x144 | 0 | Sub-assembly | Active |  | 40 | 1 |  |  |  | Item | 1 | EA | 100 | 1 | 1 | Date |  |  | 2024-09-30 15:41 |  | * | [6 empty] | 1 |  | 1 | 0.064923 |  | 0.064923 | 22.0649 |  |  | * |  |  | None | *
5 | 45-304L-0192 | STEEL,304L,S/S,14GA,60X144 | 0 | Purchased Item | Active |  | 1 | 1 |  |  |  | Item | 30.2502 | SFT | 100 | 1 | 30.2502 | Date |  |  | 2024-09-30 15:41 |  | * | [6 empty] | 30.2502 |  | 1 | 20 |  | 0 | 21 |  |  | * |  |  | None | *
5 | IP-54816_DOC | 14ga SS 304L Solid 60x144. | C | Reference Item - Document Management | Active |  | 99999 | 1 |  |  |  | Item | 1 | EA | 100 | 1 | 1 | Date |  |  | 2024-09-30 15:41 |  | * | [6 empty] | 1 |  | 1 |  |  | 0 | 0 | [5 empty] | None
4 | - IP-54811 | 14ga SS 304L Solid 60x144 | 0 | Sub-assembly | Active |  | 41 | 1 |  |  |  | Item | 2 | EA | 100 | 1 | 2 | Date |  |  | 2024-09-30 15:41 |  | * | [6 empty] | 2 |  | 1 | 0.064923 |  | 0.064923 | 22.0649 |  |  | * |  |  | None | *
5 | 45-304L-0192 | STEEL,304L,S/S,14GA,60X144 | 0 | Purchased Item | Active |  | 1 | 1 |  |  |  | Item | 8.6191 | SFT | 100 | 1 | 17.2382 | Date |  |  | 2024-09-30 15:41 |  | * | [6 empty] | 17.2382 |  | 1 | 20 |  | 0 | 21 |  |  | * |  |  | None | *
5 | IP-54811_DOC | 14ga SS 304L Solid 60x144. | C | Reference Item - Document Management | Active |  | 99999 | 1 |  |  |  | Item | 1 | EA | 100 | 1 | 2 | Date |  |  | 2024-09-30 15:41 |  | * | [6 empty] | 2 |  | 1 |  |  | 0 | 0 | [5 empty] | None
4 | - IP-54810 | 14ga SS 304L Solid 60x144 | 0 | Sub-assembly | Active |  | 42 | 1 |  |  |  | Item | 2 | EA | 100 | 1 | 2 | Date |  |  | 2024-09-30 15:41 |  | * | [6 empty] | 2 |  | 1 | 0.064923 |  | 0.064923 | 22.0649 |  |  | * |  |  | None | *
5 | 45-304L-0192 | STEEL,304L,S/S,14GA,60X144 | 0 | Purchased Item | Active |  | 1 | 1 |  |  |  | Item | 3.3245 | SFT | 100 | 1 | 6.6489 | Date |  |  | 2024-09-30 15:41 |  | * | [6 empty] | 6.6489 |  | 1 | 20 |  | 0 | 21 |  |  | * |  |  | None | *
5 | IP-54810_DOC | 14ga SS 304L Solid 60x144. | C | Reference Item - Document Management | Active |  | 99999 | 1 |  |  |  | Item | 1 | EA | 100 | 1 | 2 | Date |  |  | 2024-09-30 15:41 |  | * | [6 empty] | 2 |  | 1 |  |  | 0 | 0 | [5 empty] | None
4 | - IP-54813 | 14ga SS 304L Solid 60x144 | 0 | Sub-assembly | Active |  | 43 | 1 |  |  |  | Item | 2 | EA | 100 | 1 | 2 | Date |  |  | 2024-09-30 15:41 |  | * | [6 empty] | 2 |  | 1 | 0.064923 |  | 0.064923 | 22.0649 |  |  | * |  |  | None | *
5 | 45-304L-0192 | STEEL,304L,S/S,14GA,60X144 | 0 | Purchased Item | Active |  | 1 | 1 |  |  |  | Item | 12.1234 | SFT | 100 | 1 | 24.2467 | Date |  |  | 2024-09-30 15:41 |  | * | [6 empty] | 24.2467 |  | 1 | 20 |  | 0 | 21 |  |  | * |  |  | None | *
5 | IP-54813_DOC | 14ga SS 304L Solid 60x144. | C | Reference Item - Document Management | Active |  | 99999 | 1 |  |  |  | Item | 1 | EA | 100 | 1 | 2 | Date |  |  | 2024-09-30 15:41 |  | * | [6 empty] | 2 |  | 1 |  |  | 0 | 0 | [5 empty] | None
4 | - IP-54812 | 14ga SS 304L Solid 60x144 | 0 | Sub-assembly | Active |  | 44 | 1 |  |  |  | Item | 1 | EA | 100 | 1 | 1 | Date |  |  | 2024-09-30 15:41 |  | * | [6 empty] | 1 |  | 1 | 0.064923 |  | 0.064923 | 22.0649 |  |  | * |  |  | None | *
5 | IP-54812_DOC | 14ga SS 304L Solid 60x144. | C | Reference Item - Document Management | Active |  | 99999 | 1 |  |  |  | Item | 1 | EA | 100 | 1 | 1 | Date |  |  | 2024-09-30 15:41 |  | * | [6 empty] | 1 |  | 1 |  |  | 0 | 0 | [5 empty] | None
5 | 45-304L-0192 | STEEL,304L,S/S,14GA,60X144 | 0 | Purchased Item | Active |  | 1 | 10 |  |  |  | Item | 11.5823 | SFT | 100 | 1 | 11.5823 | Date |  |  | 2024-09-30 15:41 |  | * |  | Operation Pull | WIP_APU-1 |  |  |  | 11.5823 |  | 10 | 20 |  | 0 | 21 |  |  | * |  |  | None | *
4 | - IP-54819 | 14ga SS 304L Solid 60x144 | 0 | Sub-assembly | Active |  | 45 | 1 |  |  |  | Item | 1 | EA | 100 | 1 | 1 | Date |  |  | 2024-09-30 15:41 |  | * | [6 empty] | 1 |  | 1 | 0.064923 |  | 0.064923 | 22.0649 |  |  | * |  |  | None | *
5 | 45-304L-0192 | STEEL,304L,S/S,14GA,60X144 | 0 | Purchased Item | Active |  | 1 | 1 |  |  |  | Item | 27.6319 | SFT | 100 | 1 | 27.6319 | Date |  |  | 2024-09-30 15:41 |  | * | [6 empty] | 27.6319 |  | 1 | 20 |  | 0 | 21 |  |  | * |  |  | None | *
5 | IP-54819_DOC | 14ga SS 304L Solid 60x144. | C | Reference Item - Document Management | Active |  | 99999 | 1 |  |  |  | Item | 1 | EA | 100 | 1 | 1 | Date |  |  | 2024-09-30 15:41 |  | * | [6 empty] | 1 |  | 1 |  |  | 0 | 0 | [5 empty] | None
4 | - IP-54818 | 14ga SS 304L Solid 60x144 | 0 | Sub-assembly | Active |  | 46 | 1 |  |  |  | Item | 1 | EA | 100 | 1 | 1 | Date |  |  | 2024-09-30 15:41 |  | * | [6 empty] | 1 |  | 1 | 0.064923 |  | 0.064923 | 31.0649 |  |  | * |  |  | None | *
5 | 45-304L-0192 | STEEL,304L,S/S,14GA,60X144 | 0 | Purchased Item | Active |  | 1 | 1 |  |  |  | Item | 31.5826 | SFT | 100 | 1 | 31.5826 | Date |  |  | 2024-09-30 15:41 |  | * | [6 empty] | 31.5826 |  | 1 | 20 |  | 0 | 21 |  |  | * |  |  | None | *
5 | IP-54818_DOC | 14ga SS 304L Solid 60x144. | C | Reference Item - Document Management | Active |  | 99999 | 1 |  |  |  | Item | 1 | EA | 100 | 1 | 1 | Date |  |  | 2024-09-30 15:41 |  | * | [6 empty] | 1 |  | 1 | 30 |  | 0 | 30 | [5 empty] | None
4 | 75-SCWH-14-112 | ZINC PLATED-TEK SCREW-1/4"-14 THREADS PER INCH X 1-1/2" LONG | 0 | Purchased Item | Active |  | 47 | 1 |  |  |  | Item | 20 | EA | 100 | 1 | 20 | Date |  |  | 2024-09-30 15:41 |  | * | [6 empty] | 20 |  | 1 | 20 |  | 0 | 21 |  |  | * |  |  | None | *
4 | - IP-54848 | 14ga SS 304L Solid 60x144 | 0 | Sub-assembly | Active |  | 48 | 1 |  |  |  | Item | 1 | EA | 100 | 1 | 1 | Date |  |  | 2024-09-30 15:41 |  | * | [6 empty] | 1 |  | 1 | 0.024346 |  | 0.024346 | 22.0243 |  |  | * |  |  | None | *
5 | 45-304L-0192 | STEEL,304L,S/S,14GA,60X144 | 0 | Purchased Item | Active |  | 1 | 1 |  |  |  | Item | 0.08333 | SFT | 100 | 1 | 0.08333 | Date |  |  | 2024-09-30 15:41 |  | * | [6 empty] | 0.08333 |  | 1 | 20 |  | 0 | 21 |  |  | * |  |  | None | *
5 | IP-54848_DOC | 14ga SS 304L Solid 60x144. | B | Reference Item - Document Management | Active |  | 99999 | 1 |  |  |  | Item | 1 | EA | 100 | 1 | 1 | Date |  |  | 2024-09-30 15:41 |  | * | [6 empty] | 1 |  | 1 |  |  | 0 | 0 | [5 empty] | None
4 | - IP-54804 | 14ga SS 304L Solid 60x144 | 0 | Sub-assembly | Active |  | 49 | 1 |  |  |  | Item | 2 | EA | 100 | 1 | 2 | Date |  |  | 2024-09-30 15:41 |  | * | [6 empty] | 2 |  | 1 | 0.064923 |  | 0.064923 | 22.0649 |  |  | * |  |  | None | *
5 | 45-304L-0192 | STEEL,304L,S/S,14GA,60X144 | 0 | Purchased Item | Active |  | 1 | 1 |  |  |  | Item | 7.6787 | SFT | 100 | 1 | 15.3575 | Date |  |  | 2024-09-30 15:41 |  | * | [6 empty] | 15.3575 |  | 1 | 20 |  | 0 | 21 |  |  | * |  |  | None | *
5 | IP-54804_DOC | 14ga SS 304L Solid 60x144. | C | Reference Item - Document Management | Active |  | 99999 | 1 |  |  |  | Item | 1 | EA | 100 | 1 | 2 | Date |  |  | 2024-09-30 15:41 |  | * | [6 empty] | 2 |  | 1 |  |  | 0 | 0 | [5 empty] | None
4 | - IP-54806 | 14ga SS 304L Solid 60x144 | 0 | Sub-assembly | Active |  | 50 | 1 |  |  |  | Item | 1 | EA | 100 | 1 | 1 | Date |  |  | 2024-09-30 15:41 |  | * | [6 empty] | 1 |  | 1 | 0.064923 |  | 0.064923 | 22.0649 |  |  | * |  |  | None | *
5 | 45-304L-0192 | STEEL,304L,S/S,14GA,60X144 | 0 | Purchased Item | Active |  | 1 | 1 |  |  |  | Item | 3.4353 | SFT | 100 | 1 | 3.4353 | Date |  |  | 2024-09-30 15:41 |  | * | [6 empty] | 3.4353 |  | 1 | 20 |  | 0 | 21 |  |  | * |  |  | None | *
5 | IP-54806_DOC | 14ga SS 304L Solid 60x144. | C | Reference Item - Document Management | Active |  | 99999 | 1 |  |  |  | Item | 1 | EA | 100 | 1 | 1 | Date |  |  | 2024-09-30 15:41 |  | * | [6 empty] | 1 |  | 1 |  |  | 0 | 0 | [5 empty] | None
4 | - IP-54849 | GRATING,BAR,GLV,1x.13 - 2' x 24' LENGTH | 0 | Sub-assembly | Active |  | 51 | 1 |  |  |  | Item | 6 | EA | 100 | 1 | 6 | Date |  |  | 2024-09-30 15:41 |  | * | [6 empty] | 6 |  | 1 | 0 |  | 0 | 17 |  |  | * |  |  | None | *
5 | 40-GRAT-0100 | GRATING,BAR,GLV,1X.13 - 2' X 24' LENGTH | 0 | Purchased Item | Active |  | 1 | 1 |  |  |  | Item | 12.3333 | SFT | 100 | 1 | 74 | Date |  |  | 2024-09-30 15:41 |  | * | [6 empty] | 74 |  | 1 | 15 |  | 0 | 16 |  |  | * |  |  | None | *
5 | IP-54849_DOC | GRATING,BAR,GLV,1x.13 - 2' x 24' LENGTH. | C | Reference Item - Document Management | Active |  | 99999 | 1 |  |  |  | Item | 1 | EA | 100 | 1 | 6 | Date |  |  | 2024-09-30 15:41 |  | * | [6 empty] | 6 |  | 1 | 10 |  | 0 | 10 | [5 empty] | None
4 | - IP-54808 | 14ga SS 304L Solid 60x144 | 0 | Sub-assembly | Active |  | 52 | 1 |  |  |  | Item | 1 | EA | 100 | 1 | 1 | Date |  |  | 2024-09-30 15:41 |  | * | [6 empty] | 1 |  | 1 | 0.064923 |  | 0.064923 | 31.0649 |  |  | * |  |  | None | *
5 | 45-304L-0192 | STEEL,304L,S/S,14GA,60X144 | 0 | Purchased Item | Active |  | 1 | 1 |  |  |  | Item | 3.4353 | SFT | 100 | 1 | 3.4353 | Date |  |  | 2024-09-30 15:41 |  | * | [6 empty] | 3.4353 |  | 1 | 20 |  | 0 | 21 |  |  | * |  |  | None | *
5 | IP-54808_DOC | 14ga SS 304L Solid 60x144. | C | Reference Item - Document Management | Active |  | 99999 | 1 |  |  |  | Item | 1 | EA | 100 | 1 | 1 | Date |  |  | 2024-09-30 15:41 |  | * | [6 empty] | 1 |  | 1 | 30 |  | 0 | 30 | [5 empty] | None
4 | - IP-54807 | 14ga SS 304L Solid 60x144 | 0 | Sub-assembly | Active |  | 53 | 1 |  |  |  | Item | 1 | EA | 100 | 1 | 1 | Date |  |  | 2024-09-30 15:41 |  | * | [6 empty] | 1 |  | 1 | 0.064923 |  | 0.064923 | 22.0649 |  |  | * |  |  | None | *
5 | 45-304L-0192 | STEEL,304L,S/S,14GA,60X144 | 0 | Purchased Item | Active |  | 1 | 1 |  |  |  | Item | 3.4353 | SFT | 100 | 1 | 3.4353 | Date |  |  | 2024-09-30 15:41 |  | * | [6 empty] | 3.4353 |  | 1 | 20 |  | 0 | 21 |  |  | * |  |  | None | *
5 | IP-54807_DOC | 14ga SS 304L Solid 60x144. | C | Reference Item - Document Management | Active |  | 99999 | 1 |  |  |  | Item | 1 | EA | 100 | 1 | 1 | Date |  |  | 2024-09-30 15:41 |  | * | [6 empty] | 1 |  | 1 |  |  | 0 | 0 | [5 empty] | None
4 | - IP-54809 | 14ga SS 304L Solid 60x144 | 0 | Sub-assembly | Active |  | 54 | 1 |  |  |  | Item | 1 | EA | 100 | 1 | 1 | Date |  |  | 2024-09-30 15:41 |  | * | [6 empty] | 1 |  | 1 | 0.064923 |  | 0.064923 | 22.0649 |  |  | * |  |  | None | *
5 | 45-304L-0192 | STEEL,304L,S/S,14GA,60X144 | 0 | Purchased Item | Active |  | 1 | 1 |  |  |  | Item | 3.4353 | SFT | 100 | 1 | 3.4353 | Date |  |  | 2024-09-30 15:41 |  | * | [6 empty] | 3.4353 |  | 1 | 20 |  | 0 | 21 |  |  | * |  |  | None | *
5 | IP-54809_DOC | 14ga SS 304L Solid 60x144. | C | Reference Item - Document Management | Active |  | 99999 | 1 |  |  |  | Item | 1 | EA | 100 | 1 | 1 | Date |  |  | 2024-09-30 15:41 |  | * | [6 empty] | 1 |  | 1 |  |  | 0 | 0 | [5 empty] | None
4 | - IP-54840 | 14ga SS 304L Solid 60x144 | 0 | Sub-assembly | Active |  | 55 | 1 |  |  |  | Item | 1 | EA | 100 | 1 | 1 | Date |  |  | 2024-09-30 15:41 |  | * | [6 empty] | 1 |  | 1 | 0.064923 |  | 0.064923 | 22.0649 |  |  | * |  |  | None | *
5 | 45-304L-0192 | STEEL,304L,S/S,14GA,60X144 | 0 | Purchased Item | Active |  | 1 | 1 |  |  |  | Item | 29.3496 | SFT | 100 | 1 | 29.3496 | Date |  |  | 2024-09-30 15:41 |  | * | [6 empty] | 29.3496 |  | 1 | 20 |  | 0 | 21 |  |  | * |  |  | None | *
5 | IP-54840_DOC | 14ga SS 304L Solid 60x144. | B | Reference Item - Document Management | Active |  | 99999 | 1 |  |  |  | Item | 1 | EA | 100 | 1 | 1 | Date |  |  | 2024-09-30 15:41 |  | * | [6 empty] | 1 |  | 1 |  |  | 0 | 0 | [5 empty] | None
4 | - IP-54841 | 14ga SS 304L Solid 60x144 | 0 | Sub-assembly | Active |  | 56 | 1 |  |  |  | Item | 1 | EA | 100 | 1 | 1 | Date |  |  | 2024-09-30 15:41 |  | * | [6 empty] | 1 |  | 1 | 0.064923 |  | 0.064923 | 22.0649 |  |  | * |  |  | None | *
5 | 45-304L-0192 | STEEL,304L,S/S,14GA,60X144 | 0 | Purchased Item | Active |  | 1 | 1 |  |  |  | Item | 25.6782 | SFT | 100 | 1 | 25.6782 | Date |  |  | 2024-09-30 15:41 |  | * | [6 empty] | 25.6782 |  | 1 | 20 |  | 0 | 21 |  |  | * |  |  | None | *
5 | IP-54841_DOC | 14ga SS 304L Solid 60x144. | B | Reference Item - Document Management | Active |  | 99999 | 1 |  |  |  | Item | 1 | EA | 100 | 1 | 1 | Date |  |  | 2024-09-30 15:41 |  | * | [6 empty] | 1 |  | 1 |  |  | 0 | 0 | [5 empty] | None
4 | 75-SCWH-14-34SS | 304 STAINLESS STEEL-TEK SCREW-1/4"-14 THREADS PER INCH X 3/4" LONG | 0 | Purchased Item | Active |  | 57 | 1 |  |  |  | Item | 76 | EA | 100 | 1 | 76 | Date |  |  | 2024-09-30 15:41 |  | * | [6 empty] | 76 |  | 1 | 20 |  | 0 | 21 |  |  | * |  |  | None | *
4 | 85-FOAM-0100 | GASKET,BLK,POLYURE,1WX.13THK - BLACK FOAM TAPE, ADHESIVE ONE SIDE` | 0 | Purchased Item | Active |  | 58 | 1 |  |  |  | Item | 50 | FT | 100 | 1 | 50 | Date |  |  | 2024-09-30 15:41 |  | * | [6 empty] | 50 |  | 1 | 50 |  | 0 | 51 |  |  | * |  |  | None | *
3 | - MCYS06-SMA-68061 | BASE LINERS ASSY | 0 | Sub-assembly | Active |  | 3 | 1 |  |  |  | Item | 1 | EA | 100 | 1 | 1 | Date |  |  | 2024-09-30 15:41 |  | * | [6 empty] | 1 |  | 1 | 0 |  | 0.064923 | 127 |  |  | * |  |  | None | *
4 | - IP-59124 | 20ga GA Brt coil 60 | 0 | Sub-assembly | Active |  | 1 | 1 |  |  |  | Item | 1 | EA | 100 | 1 | 1 | Date |  |  | 2024-09-30 15:41 |  | * | [6 empty] | 1 |  | 1 | 0.064923 |  | 0.064923 | 17.0649 |  |  | * |  |  | None | *
5 | 45-GALC-0475 | STEEL,GALV,G90,20GA,60" COIL | 0 | Purchased Item | Active |  | 1 | 1 |  |  |  | Item | 23.1886 | SFT | 100 | 1 | 23.1886 | Date |  |  | 2024-09-30 15:41 |  | * | [6 empty] | 23.1886 |  | 1 | 15 |  | 0 | 16 |  |  | * |  |  | None | *
5 | IP-59124_DOC | 20ga GA Brt coil 60. | B | Reference Item - Document Management | Active |  | 99999 | 1 |  |  |  | Item | 1 | EA | 100 | 1 | 1 | Date |  |  | 2024-09-30 15:41 |  | * | [6 empty] | 1 |  | 1 |  |  | 0 | 0 | [5 empty] | None
4 | - IP-59146 | 20ga GA Brt coil 60 | 0 | Sub-assembly | Active |  | 2 | 1 |  |  |  | Item | 1 | EA | 100 | 1 | 1 | Date |  |  | 2024-09-30 15:41 |  | * | [6 empty] | 1 |  | 1 | 0.024346 |  | 0.024346 | 26.0243 |  |  | * |  |  | None | *
5 | 45-GALC-0475 | STEEL,GALV,G90,20GA,60" COIL | 0 | Purchased Item | Active |  | 1 | 1 |  |  |  | Item | 12.5278 | SFT | 100 | 1 | 12.5278 | Date |  |  | 2024-09-30 15:41 |  | * | [6 empty] | 12.5278 |  | 1 | 15 |  | 0 | 16 |  |  | * |  |  | None | *
5 | IP-59146_DOC | 20ga GA Brt coil 60. | B | Reference Item - Document Management | Active |  | 99999 | 1 |  |  |  | Item | 1 | EA | 100 | 1 | 1 | Date |  |  | 2024-09-30 15:41 |  | * | [6 empty] | 1 |  | 1 | 25 |  | 0 | 25 | [5 empty] | None
4 | - IP-59167 | 20ga GA Brt coil 60 | 0 | Sub-assembly | Active |  | 3 | 1 |  |  |  | Item | 1 | EA | 100 | 1 | 1 | Date |  |  | 2024-09-30 15:41 |  | * | [6 empty] | 1 |  | 1 | 0.064923 |  | 0.064923 | 17.0649 |  |  | * |  |  | None | *
5 | 45-GALC-0475 | STEEL,GALV,G90,20GA,60" COIL | 0 | Purchased Item | Active |  | 1 | 1 |  |  |  | Item | 33.9834 | SFT | 100 | 1 | 33.9834 | Date |  |  | 2024-09-30 15:41 |  | * | [6 empty] | 33.9834 |  | 1 | 15 |  | 0 | 16 |  |  | * |  |  | None | *
5 | IP-59167_DOC | 20ga GA Brt coil 60. | B | Reference Item - Document Management | Active |  | 99999 | 1 |  |  |  | Item | 1 | EA | 100 | 1 | 1 | Date |  |  | 2024-09-30 15:41 |  | * | [6 empty] | 1 |  | 1 |  |  | 0 | 0 | [5 empty] | None
4 | - IP-59166 | 20ga GA Brt coil 60 | 0 | Sub-assembly | Active |  | 4 | 1 |  |  |  | Item | 1 | EA | 100 | 1 | 1 | Date |  |  | 2024-09-30 15:41 |  | * | [6 empty] | 1 |  | 1 | 0.064923 |  | 0.064923 | 17.0649 |  |  | * |  |  | None | *
5 | 45-GALC-0475 | STEEL,GALV,G90,20GA,60" COIL | 0 | Purchased Item | Active |  | 1 | 1 |  |  |  | Item | 33.9834 | SFT | 100 | 1 | 33.9834 | Date |  |  | 2024-09-30 15:41 |  | * | [6 empty] | 33.9834 |  | 1 | 15 |  | 0 | 16 |  |  | * |  |  | None | *
5 | IP-59166_DOC | 20ga GA Brt coil 60. | B | Reference Item - Document Management | Active |  | 99999 | 1 |  |  |  | Item | 1 | EA | 100 | 1 | 1 | Date |  |  | 2024-09-30 15:41 |  | * | [6 empty] | 1 |  | 1 |  |  | 0 | 0 | [5 empty] | None
4 | - IP-59186 | 20ga GA Brt coil 60 | 0 | Sub-assembly | Active |  | 5 | 1 |  |  |  | Item | 1 | EA | 100 | 1 | 1 | Date |  |  | 2024-09-30 15:41 |  | * | [6 empty] | 1 |  | 1 | 0.024346 |  | 0.024346 | 31.0243 |  |  | * |  |  | None | *
5 | IP-59186_DOC | 20ga GA Brt coil 60. | B | Reference Item - Document Management | Active |  | 99999 | 1 |  |  |  | Item | 1 | EA | 100 | 1 | 1 | Date |  |  | 2024-09-30 15:41 |  | * |  | Operation Pull | WIP_APU-1 |  |  |  | 1 |  | 1 | 30 |  | 0 | 30 | [5 empty] | None
5 | 45-GALC-0475 | STEEL,GALV,G90,20GA,60" COIL | 0 | Purchased Item | Active |  | 1 | 10 |  |  |  | Item | 13.5289 | SFT | 100 | 1 | 13.5289 | Date |  |  | 2024-09-30 15:41 |  | * |  | Operation Pull | WIP_APU-1 |  |  |  | 13.5289 |  | 10 | 15 |  | 0 | 16 |  |  | * |  |  | None | *
4 | - IP-59185 | 20ga GA Brt coil 60 | 0 | Sub-assembly | Active |  | 6 | 1 |  |  |  | Item | 1 | EA | 100 | 1 | 1 | Date |  |  | 2024-09-30 15:41 |  | * | [6 empty] | 1 |  | 1 | 0.024346 |  | 0.024346 | 17.0243 |  |  | * |  |  | None | *
5 | 45-GALC-0475 | STEEL,GALV,G90,20GA,60" COIL | 0 | Purchased Item | Active |  | 1 | 1 |  |  |  | Item | 13.5289 | SFT | 100 | 1 | 13.5289 | Date |  |  | 2024-09-30 15:41 |  | * | [6 empty] | 13.5289 |  | 1 | 15 |  | 0 | 16 |  |  | * |  |  | None | *
5 | IP-59185_DOC | 20ga GA Brt coil 60. | B | Reference Item - Document Management | Active |  | 99999 | 1 |  |  |  | Item | 1 | EA | 100 | 1 | 1 | Date |  |  | 2024-09-30 15:41 |  | * | [6 empty] | 1 |  | 1 | 0 |  | 0 | 3 | [5 empty] | None
4 | - IP-59161 | 20ga GA Brt coil 60 | 0 | Sub-assembly | Active |  | 7 | 1 |  |  |  | Item | 1 | EA | 100 | 1 | 1 | Date |  |  | 2024-09-30 15:41 |  | * | [6 empty] | 1 |  | 1 | 0.024346 |  | 0.024346 | 17.0243 |  |  | * |  |  | None | *
5 | 45-GALC-0475 | STEEL,GALV,G90,20GA,60" COIL | 0 | Purchased Item | Active |  | 1 | 1 |  |  |  | Item | 19.1505 | SFT | 100 | 1 | 19.1505 | Date |  |  | 2024-09-30 15:41 |  | * | [6 empty] | 19.1505 |  | 1 | 15 |  | 0 | 16 |  |  | * |  |  | None | *
5 | IP-59161_DOC | 20ga GA Brt coil 60. | B | Reference Item - Document Management | Active |  | 99999 | 1 |  |  |  | Item | 1 | EA | 100 | 1 | 1 | Date |  |  | 2024-09-30 15:41 |  | * | [6 empty] | 1 |  | 1 |  |  | 0 | 0 | [5 empty] | None
4 | - IP-54792 | 20ga GA Brt coil 60 | 0 | Sub-assembly | Active |  | 8 | 1 |  |  |  | Item | 2 | EA | 100 | 1 | 2 | Date |  |  | 2024-09-30 15:41 |  | * | [6 empty] | 2 |  | 1 | 0.024346 |  | 0.024346 | 17.0243 |  |  | * |  |  | None | *
5 | 45-GALC-0475 | STEEL,GALV,G90,20GA,60" COIL | 0 | Purchased Item | Active |  | 1 | 1 |  |  |  | Item | 2.5934 | SFT | 100 | 1 | 5.1868 | Date |  |  | 2024-09-30 15:41 |  | * | [6 empty] | 5.1868 |  | 1 | 15 |  | 0 | 16 |  |  | * |  |  | None | *
5 | IP-54792_DOC | 20ga GA Brt coil 60. | C | Reference Item - Document Management | Active |  | 99999 | 1 |  |  |  | Item | 1 | EA | 100 | 1 | 2 | Date |  |  | 2024-09-30 15:41 |  | * | [6 empty] | 2 |  | 1 |  |  | 0 | 0 | [5 empty] | None
4 | - IP-59149 | 20ga GA Brt coil 60 | 0 | Sub-assembly | Active |  | 9 | 1 |  |  |  | Item | 1 | EA | 100 | 1 | 1 | Date |  |  | 2024-09-30 15:41 |  | * | [6 empty] | 1 |  | 1 | 0.024346 |  | 0.024346 | 17.0243 |  |  | * |  |  | None | *
5 | 45-GALC-0475 | STEEL,GALV,G90,20GA,60" COIL | 0 | Purchased Item | Active |  | 1 | 1 |  |  |  | Item | 12.75 | SFT | 100 | 1 | 12.75 | Date |  |  | 2024-09-30 15:41 |  | * | [6 empty] | 12.75 |  | 1 | 15 |  | 0 | 16 |  |  | * |  |  | None | *
5 | IP-59149_DOC | 20ga GA Brt coil 60. | B | Reference Item - Document Management | Active |  | 99999 | 1 |  |  |  | Item | 1 | EA | 100 | 1 | 1 | Date |  |  | 2024-09-30 15:41 |  | * | [6 empty] | 1 |  | 1 | 10 |  | 0 | 10 | [5 empty] | None
4 | - IP-59127 | 20ga GA Brt coil 60 | 0 | Sub-assembly | Active |  | 10 | 1 |  |  |  | Item | 1 | EA | 100 | 1 | 1 | Date |  |  | 2024-09-30 15:41 |  | * | [6 empty] | 1 |  | 1 | 0.064923 |  | 0.064923 | 17.0649 |  |  | * |  |  | None | *
5 | 45-GALC-0475 | STEEL,GALV,G90,20GA,60" COIL | 0 | Purchased Item | Active |  | 1 | 1 |  |  |  | Item | 27.2367 | SFT | 100 | 1 | 27.2367 | Date |  |  | 2024-09-30 15:41 |  | * | [6 empty] | 27.2367 |  | 1 | 15 |  | 0 | 16 |  |  | * |  |  | None | *
5 | IP-59127_DOC | 20ga GA Brt coil 60. | B | Reference Item - Document Management | Active |  | 99999 | 1 |  |  |  | Item | 1 | EA | 100 | 1 | 1 | Date |  |  | 2024-09-30 15:41 |  | * | [6 empty] | 1 |  | 1 |  |  | 0 | 0 | [5 empty] | None
4 | - IP-59126 | 20ga GA Brt coil 60 | 0 | Sub-assembly | Active |  | 11 | 1 |  |  |  | Item | 1 | EA | 100 | 1 | 1 | Date |  |  | 2024-09-30 15:41 |  | * | [6 empty] | 1 |  | 1 | 0.064923 |  | 0.064923 | 17.0649 |  |  | * |  |  | None | *
5 | 45-GALC-0475 | STEEL,GALV,G90,20GA,60" COIL | 0 | Purchased Item | Active |  | 1 | 1 |  |  |  | Item | 27.2367 | SFT | 100 | 1 | 27.2367 | Date |  |  | 2024-09-30 15:41 |  | * | [6 empty] | 27.2367 |  | 1 | 15 |  | 0 | 16 |  |  | * |  |  | None | *
5 | IP-59126_DOC | 20ga GA Brt coil 60. | B | Reference Item - Document Management | Active |  | 99999 | 1 |  |  |  | Item | 1 | EA | 100 | 1 | 1 | Date |  |  | 2024-09-30 15:41 |  | * | [6 empty] | 1 |  | 1 |  |  | 0 | 0 | [5 empty] | None
4 | - IP-59148 | 20ga GA Brt coil 60 | 0 | Sub-assembly | Active |  | 12 | 1 |  |  |  | Item | 1 | EA | 100 | 1 | 1 | Date |  |  | 2024-09-30 15:41 |  | * | [6 empty] | 1 |  | 1 | 0.024346 |  | 0.024346 | 38.0243 |  |  | * |  |  | None | *
5 | 45-GALC-0475 | STEEL,GALV,G90,20GA,60" COIL | 0 | Purchased Item | Active |  | 1 | 1 |  |  |  | Item | 19.3611 | SFT | 100 | 1 | 19.3611 | Date |  |  | 2024-09-30 15:41 |  | * | [6 empty] | 19.3611 |  | 1 | 15 |  | 0 | 16 |  |  | * |  |  | None | *
5 | IP-59148_DOC | 20ga GA Brt coil 60. | B | Reference Item - Document Management | Active |  | 99999 | 1 |  |  |  | Item | 1 | EA | 100 | 1 | 1 | Date |  |  | 2024-09-30 15:41 |  | * | [6 empty] | 1 |  | 1 | 37 |  | 0 | 37 | [5 empty] | None
4 | - IP-54794 | 20ga GA Brt coil 60 | 0 | Sub-assembly | Active |  | 13 | 1 |  |  |  | Item | 1 | EA | 100 | 1 | 1 | Date |  |  | 2024-09-30 15:41 |  | * | [6 empty] | 1 |  | 1 | 0.024346 |  | 0.024346 | 17.0243 |  |  | * |  |  | None | *
5 | 45-GALC-0475 | STEEL,GALV,G90,20GA,60" COIL | 0 | Purchased Item | Active |  | 1 | 1 |  |  |  | Item | 3.5694 | SFT | 100 | 1 | 3.5694 | Date |  |  | 2024-09-30 15:41 |  | * | [6 empty] | 3.5694 |  | 1 | 15 |  | 0 | 16 |  |  | * |  |  | None | *
5 | IP-54794_DOC | 20ga GA Brt coil 60. | C | Reference Item - Document Management | Active |  | 99999 | 1 |  |  |  | Item | 1 | EA | 100 | 1 | 1 | Date |  |  | 2024-09-30 15:41 |  | * | [6 empty] | 1 |  | 1 | 5 |  | 0 | 5 | [5 empty] | None
4 | 75-SCWH-14-112 | ZINC PLATED-TEK SCREW-1/4"-14 THREADS PER INCH X 1-1/2" LONG | 0 | Purchased Item | Active |  | 14 | 1 |  |  |  | Item | 253 | EA | 100 | 1 | 253 | Date |  |  | 2024-09-30 15:41 |  | * | [6 empty] | 253 |  | 1 | 20 |  | 0 | 21 |  |  | * |  |  | None | *
4 | - IP-59147 | 20ga GA Brt coil 60 | 0 | Sub-assembly | Active |  | 15 | 1 |  |  |  | Item | 1 | EA | 100 | 1 | 1 | Date |  |  | 2024-09-30 15:41 |  | * | [6 empty] | 1 |  | 1 | 0.024346 |  | 0.024346 | 17.0243 |  |  | * |  |  | None | *
5 | 45-GALC-0475 | STEEL,GALV,G90,20GA,60" COIL | 0 | Purchased Item | Active |  | 1 | 1 |  |  |  | Item | 8.25 | SFT | 100 | 1 | 8.25 | Date |  |  | 2024-09-30 15:41 |  | * | [6 empty] | 8.25 |  | 1 | 15 |  | 0 | 16 |  |  | * |  |  | None | *
5 | IP-59147_DOC | 20ga GA Brt coil 60. | B | Reference Item - Document Management | Active |  | 99999 | 1 |  |  |  | Item | 1 | EA | 100 | 1 | 1 | Date |  |  | 2024-09-30 15:41 |  | * | [6 empty] | 1 |  | 1 |  |  | 0 | 0 | [5 empty] | None
4 | - IP-54793 | 20ga GA Brt coil 60 | 0 | Sub-assembly | Active |  | 16 | 1 |  |  |  | Item | 2 | EA | 100 | 1 | 2 | Date |  |  | 2024-09-30 15:41 |  | * | [6 empty] | 2 |  | 1 | 0.024346 |  | 0.024346 | 17.0243 |  |  | * |  |  | None | *
5 | 45-GALC-0475 | STEEL,GALV,G90,20GA,60" COIL | 0 | Purchased Item | Active |  | 1 | 1 |  |  |  | Item | 4.0156 | SFT | 100 | 1 | 8.0312 | Date |  |  | 2024-09-30 15:41 |  | * | [6 empty] | 8.0312 |  | 1 | 15 |  | 0 | 16 |  |  | * |  |  | None | *
5 | IP-54793_DOC | 20ga GA Brt coil 60. | C | Reference Item - Document Management | Active |  | 99999 | 1 |  |  |  | Item | 1 | EA | 100 | 1 | 2 | Date |  |  | 2024-09-30 15:41 |  | * | [6 empty] | 2 |  | 1 |  |  | 0 | 0 | [5 empty] | None
4 | - IP-59125 | 20ga GA Brt coil 60 | 0 | Sub-assembly | Active |  | 17 | 1 |  |  |  | Item | 1 | EA | 100 | 1 | 1 | Date |  |  | 2024-09-30 15:41 |  | * | [6 empty] | 1 |  | 1 | 0.064923 |  | 0.064923 | 17.0649 |  |  | * |  |  | None | *
5 | 45-GALC-0475 | STEEL,GALV,G90,20GA,60" COIL | 0 | Purchased Item | Active |  | 1 | 1 |  |  |  | Item | 23.1886 | SFT | 100 | 1 | 23.1886 | Date |  |  | 2024-09-30 15:41 |  | * | [6 empty] | 23.1886 |  | 1 | 15 |  | 0 | 16 |  |  | * |  |  | None | *
5 | IP-59125_DOC | 20ga GA Brt coil 60. | B | Reference Item - Document Management | Active |  | 99999 | 1 |  |  |  | Item | 1 | EA | 100 | 1 | 1 | Date |  |  | 2024-09-30 15:41 |  | * | [6 empty] | 1 |  | 1 |  |  | 0 | 0 | [5 empty] | None
4 | 75-BR-146325A | 1/4" DIAMETER, 0.0630"-0.25" MATERIAL THICKNESS, ALUMINUM BLIND RIVET WITH ALUMINUM MANDREL MCMASTER# 97447A651 | 0 | Purchased Item | Active |  | 18 | 1 |  |  |  | Item | 267 | EA | 100 | 1 | 267 | Date |  |  | 2024-09-30 15:41 |  | * | [6 empty] | 267 |  | 1 | 125 |  | 0 | 126 |  |  | * |  |  | None | *
4 | - IP-54803 | 20ga GA Brt coil 60 | 0 | Sub-assembly | Active |  | 19 | 1 |  |  |  | Item | 2 | EA | 100 | 1 | 2 | Date |  |  | 2024-09-30 15:41 |  | * | [6 empty] | 2 |  | 1 | 0.024346 |  | 0.024346 | 17.0243 |  |  | * |  |  | None | *
5 | 45-GALC-0475 | STEEL,GALV,G90,20GA,60" COIL | 0 | Purchased Item | Active |  | 1 | 1 |  |  |  | Item | 2.3008 | SFT | 100 | 1 | 4.6016 | Date |  |  | 2024-09-30 15:41 |  | * | [6 empty] | 4.6016 |  | 1 | 15 |  | 0 | 16 |  |  | * |  |  | None | *
5 | IP-54803_DOC | 20ga GA Brt coil 60. | C | Reference Item - Document Management | Active |  | 99999 | 1 |  |  |  | Item | 1 | EA | 100 | 1 | 2 | Date |  |  | 2024-09-30 15:41 |  | * | [6 empty] | 2 |  | 1 |  |  | 0 | 0 | [5 empty] | None
4 | - IP-54800 | 20ga GA Brt coil 60 | 0 | Sub-assembly | Active |  | 20 | 1 |  |  |  | Item | 2 | EA | 100 | 1 | 2 | Date |  |  | 2024-09-30 15:41 |  | * | [6 empty] | 2 |  | 1 | 0.024346 |  | 0.024346 | 17.0243 |  |  | * |  |  | None | *
5 | 45-GALC-0475 | STEEL,GALV,G90,20GA,60" COIL | 0 | Purchased Item | Active |  | 1 | 1 |  |  |  | Item | 3.9896 | SFT | 100 | 1 | 7.9792 | Date |  |  | 2024-09-30 15:41 |  | * | [6 empty] | 7.9792 |  | 1 | 15 |  | 0 | 16 |  |  | * |  |  | None | *
5 | IP-54800_DOC | 20ga GA Brt coil 60. | C | Reference Item - Document Management | Active |  | 99999 | 1 |  |  |  | Item | 1 | EA | 100 | 1 | 2 | Date |  |  | 2024-09-30 15:41 |  | * | [6 empty] | 2 |  | 1 |  |  | 0 | 0 | [5 empty] | None
4 | - IP-59160 | 20ga GA Brt coil 60 | 0 | Sub-assembly | Active |  | 21 | 1 |  |  |  | Item | 1 | EA | 100 | 1 | 1 | Date |  |  | 2024-09-30 15:41 |  | * | [6 empty] | 1 |  | 1 | 0.024346 |  | 0.024346 | 17.0243 |  |  | * |  |  | None | *
5 | 45-GALC-0475 | STEEL,GALV,G90,20GA,60" COIL | 0 | Purchased Item | Active |  | 1 | 1 |  |  |  | Item | 22.1818 | SFT | 100 | 1 | 22.1818 | Date |  |  | 2024-09-30 15:41 |  | * | [6 empty] | 22.1818 |  | 1 | 15 |  | 0 | 16 |  |  | * |  |  | None | *
5 | IP-59160_DOC | 20ga GA Brt coil 60. | B | Reference Item - Document Management | Active |  | 99999 | 1 |  |  |  | Item | 1 | EA | 100 | 1 | 1 | Date |  |  | 2024-09-30 15:41 |  | * | [6 empty] | 1 |  | 1 |  |  | 0 | 0 | [5 empty] | None
4 | - IP-59157 | 20ga GA Brt coil 60 | 0 | Sub-assembly | Active |  | 22 | 1 |  |  |  | Item | 1 | EA | 100 | 1 | 1 | Date |  |  | 2024-09-30 15:41 |  | * | [6 empty] | 1 |  | 1 | 0.064923 |  | 0.064923 | 41.0649 |  |  | * |  |  | None | *
5 | 45-GALC-0475 | STEEL,GALV,G90,20GA,60" COIL | 0 | Purchased Item | Active |  | 1 | 1 |  |  |  | Item | 14.9729 | SFT | 100 | 1 | 14.9729 | Date |  |  | 2024-09-30 15:41 |  | * | [6 empty] | 14.9729 |  | 1 | 15 |  | 0 | 16 |  |  | * |  |  | None | *
5 | IP-59157_DOC | 20ga GA Brt coil 60. | B | Reference Item - Document Management | Active |  | 99999 | 1 |  |  |  | Item | 1 | EA | 100 | 1 | 1 | Date |  |  | 2024-09-30 15:41 |  | * | [6 empty] | 1 |  | 1 | 40 |  | 0 | 40 | [5 empty] | None
4 | - IP-59156 | 20ga GA Brt coil 60 | 0 | Sub-assembly | Active |  | 23 | 1 |  |  |  | Item | 1 | EA | 100 | 1 | 1 | Date |  |  | 2024-09-30 15:41 |  | * | [6 empty] | 1 |  | 1 | 0.064923 |  | 0.064923 | 31.0649 |  |  | * |  |  | None | *
5 | 45-GALC-0475 | STEEL,GALV,G90,20GA,60" COIL | 0 | Purchased Item | Active |  | 1 | 1 |  |  |  | Item | 17.3429 | SFT | 100 | 1 | 17.3429 | Date |  |  | 2024-09-30 15:41 |  | * | [6 empty] | 17.3429 |  | 1 | 15 |  | 0 | 16 |  |  | * |  |  | None | *
5 | IP-59156_DOC | 20ga GA Brt coil 60. | B | Reference Item - Document Management | Active |  | 99999 | 1 |  |  |  | Item | 1 | EA | 100 | 1 | 1 | Date |  |  | 2024-09-30 15:41 |  | * | [6 empty] | 1 |  | 1 | 30 |  | 0 | 30 | [5 empty] | None
4 | - IP-59177 | 20ga GA Brt coil 60 | 0 | Sub-assembly | Active |  | 24 | 1 |  |  |  | Item | 1 | EA | 100 | 1 | 1 | Date |  |  | 2024-09-30 15:41 |  | * | [6 empty] | 1 |  | 1 | 0.064923 |  | 0.064923 | 17.0649 |  |  | * |  |  | None | *
5 | 45-GALC-0475 | STEEL,GALV,G90,20GA,60" COIL | 0 | Purchased Item | Active |  | 1 | 1 |  |  |  | Item | 27.2367 | SFT | 100 | 1 | 27.2367 | Date |  |  | 2024-09-30 15:41 |  | * | [6 empty] | 27.2367 |  | 1 | 15 |  | 0 | 16 |  |  | * |  |  | None | *
5 | IP-59177_DOC | 20ga GA Brt coil 60. | B | Reference Item - Document Management | Active |  | 99999 | 1 |  |  |  | Item | 1 | EA | 100 | 1 | 1 | Date |  |  | 2024-09-30 15:41 |  | * | [6 empty] | 1 |  | 1 |  |  | 0 | 0 | [5 empty] | None
4 | - IP-59176 | 20ga GA Brt coil 60 | 0 | Sub-assembly | Active |  | 25 | 1 |  |  |  | Item | 1 | EA | 100 | 1 | 1 | Date |  |  | 2024-09-30 15:41 |  | * | [6 empty] | 1 |  | 1 | 0.064923 |  | 0.064923 | 17.0649 |  |  | * |  |  | None | *
5 | 45-GALC-0475 | STEEL,GALV,G90,20GA,60" COIL | 0 | Purchased Item | Active |  | 1 | 1 |  |  |  | Item | 27.2367 | SFT | 100 | 1 | 27.2367 | Date |  |  | 2024-09-30 15:41 |  | * | [6 empty] | 27.2367 |  | 1 | 15 |  | 0 | 16 |  |  | * |  |  | None | *
5 | IP-59176_DOC | 20ga GA Brt coil 60. | B | Reference Item - Document Management | Active |  | 99999 | 1 |  |  |  | Item | 1 | EA | 100 | 1 | 1 | Date |  |  | 2024-09-30 15:41 |  | * | [6 empty] | 1 |  | 1 |  |  | 0 | 0 | [5 empty] | None
4 | - IP-59151 | 20ga GA Brt coil 60 | 0 | Sub-assembly | Active |  | 26 | 1 |  |  |  | Item | 1 | EA | 100 | 1 | 1 | Date |  |  | 2024-09-30 15:41 |  | * | [6 empty] | 1 |  | 1 | 0.064923 |  | 0.064923 | 17.0649 |  |  | * |  |  | None | *
5 | 45-GALC-0475 | STEEL,GALV,G90,20GA,60" COIL | 0 | Purchased Item | Active |  | 1 | 1 |  |  |  | Item | 8.6223 | SFT | 100 | 1 | 8.6223 | Date |  |  | 2024-09-30 15:41 |  | * | [6 empty] | 8.6223 |  | 1 | 15 |  | 0 | 16 |  |  | * |  |  | None | *
5 | IP-59151_DOC | 20ga GA Brt coil 60. | B | Reference Item - Document Management | Active |  | 99999 | 1 |  |  |  | Item | 1 | EA | 100 | 1 | 1 | Date |  |  | 2024-09-30 15:41 |  | * | [6 empty] | 1 |  | 1 |  |  | 0 | 0 | [5 empty] | None
4 | - IP-59150 | 20ga GA Brt coil 60 | 0 | Sub-assembly | Active |  | 27 | 1 |  |  |  | Item | 1 | EA | 100 | 1 | 1 | Date |  |  | 2024-09-30 15:41 |  | * | [6 empty] | 1 |  | 1 | 0.064923 |  | 0.064923 | 17.0649 |  |  | * |  |  | None | *
5 | 45-GALC-0475 | STEEL,GALV,G90,20GA,60" COIL | 0 | Purchased Item | Active |  | 1 | 1 |  |  |  | Item | 9.9871 | SFT | 100 | 1 | 9.9871 | Date |  |  | 2024-09-30 15:41 |  | * | [6 empty] | 9.9871 |  | 1 | 15 |  | 0 | 16 |  |  | * |  |  | None | *
5 | IP-59150_DOC | 20ga GA Brt coil 60. | B | Reference Item - Document Management | Active |  | 99999 | 1 |  |  |  | Item | 1 | EA | 100 | 1 | 1 | Date |  |  | 2024-09-30 15:41 |  | * | [6 empty] | 1 |  | 1 |  |  | 0 | 0 | [5 empty] | None
4 | - IP-59137 | 20ga GA Brt coil 60 | 0 | Sub-assembly | Active |  | 28 | 1 |  |  |  | Item | 1 | EA | 100 | 1 | 1 | Date |  |  | 2024-09-30 15:41 |  | * | [6 empty] | 1 |  | 1 | 0.064923 |  | 0.064923 | 17.0649 |  |  | * |  |  | None | *
5 | 45-GALC-0475 | STEEL,GALV,G90,20GA,60" COIL | 0 | Purchased Item | Active |  | 1 | 1 |  |  |  | Item | 27.2367 | SFT | 100 | 1 | 27.2367 | Date |  |  | 2024-09-30 15:41 |  | * | [6 empty] | 27.2367 |  | 1 | 15 |  | 0 | 16 |  |  | * |  |  | None | *
5 | IP-59137_DOC | 20ga GA Brt coil 60. | B | Reference Item - Document Management | Active |  | 99999 | 1 |  |  |  | Item | 1 | EA | 100 | 1 | 1 | Date |  |  | 2024-09-30 15:41 |  | * | [6 empty] | 1 |  | 1 |  |  | 0 | 0 | [5 empty] | None
4 | - IP-59136 | 20ga GA Brt coil 60 | 0 | Sub-assembly | Active |  | 29 | 1 |  |  |  | Item | 1 | EA | 100 | 1 | 1 | Date |  |  | 2024-09-30 15:41 |  | * | [6 empty] | 1 |  | 1 | 0.064923 |  | 0.064923 | 17.0649 |  |  | * |  |  | None | *
5 | 45-GALC-0475 | STEEL,GALV,G90,20GA,60" COIL | 0 | Purchased Item | Active |  | 1 | 1 |  |  |  | Item | 27.2367 | SFT | 100 | 1 | 27.2367 | Date |  |  | 2024-09-30 15:41 |  | * | [6 empty] | 27.2367 |  | 1 | 15 |  | 0 | 16 |  |  | * |  |  | None | *
5 | IP-59136_DOC | 20ga GA Brt coil 60. | B | Reference Item - Document Management | Active |  | 99999 | 1 |  |  |  | Item | 1 | EA | 100 | 1 | 1 | Date |  |  | 2024-09-30 15:41 |  | * | [6 empty] | 1 |  | 1 |  |  | 0 | 0 | [5 empty] | None
2 | - MCYS06-SMA-68077 | TRANSFORMER ASSY - RS LABEL | 0 | Sub-assembly | Active |  | 9 | 1 |  |  |  | Item | 1 | EA | 100 | 1 | 1 | Date |  |  | 2024-09-30 15:41 |  | * | [6 empty] | 1 |  | 1 | 0 |  | 0 | 112 |  |  | * |  |  | None | *
3 | 75-W-58-LOCK-P | 5/8" LOCK WASHER, PLATED | 0 | Purchased Item | Active |  | 1 | 1 |  |  |  | Item | 4 | EA | 100 | 1 | 4 | Date |  |  | 2024-09-30 15:41 |  | * | [6 empty] | 4 |  | 1 | 110 |  | 0 | 111 |  |  | * |  |  | None | *
3 | 75-W-58-FLAT-P | 5/8" FLAT WASHER, PLATED | 0 | Purchased Item | Active |  | 3 | 1 |  |  |  | Item | 4 | EA | 100 | 1 | 4 | Date |  |  | 2024-09-30 15:41 |  | * | [6 empty] | 4 |  | 1 | 80 |  | 0 | 81 |  |  | * |  |  | None | *
3 | 10-EL-ARC-99454 | ELECTRICAL LABEL, ARC FLASH HAZARD APPROPIATE PPE REQUIERED. BRADY LABEL # 99454 | 0 | Purchased Item | Active |  | 4 | 1 |  |  |  | Item | 1 | EA | 100 | 1 | 1 | Date |  |  | 2024-09-30 15:41 |  | * | [6 empty] | 1 |  | 1 | 25 |  | 0 | 26 |  |  | * |  |  | None | *
3 | 75-BH-58112-P | ZINC PLATED-STANDARD HEX BOLT-5/8"-11 THREADS PER INCH X 2" LONG | 0 | Purchased Item | Active |  | 5 | 1 |  |  |  | Item | 4 | EA | 100 | 1 | 4 | Date |  |  | 2024-09-30 15:41 |  | * | [6 empty] | 4 |  | 1 | 42 |  | 0 | 43 |  |  | * |  |  | None | *
3 | 10-TRS-MIT-65K | 65 KVA 3-PH DRIVE-ISOLATION TRANSFORMER, PRI. 450 D, SEC. 480 Y 277, OUTDOOR NEMA 3R, MADDOX GENERAL PURPOSE DRY-TYPE TRANSFORMER (QUOTE # SO-37263) | 0 | Purchased Item | Active |  | 6 | 1 |  |  |  | Item | 1 | EA | 100 | 1 | 1 | Date |  |  | 2024-09-30 15:41 |  | * | [6 empty] | 1 |  | 1 | 42 |  | 0 | 43 |  |  | * |  |  | None | *
2 | - MCYS06-SMA-68087 | INTERNAL F DOOR ASSY | 0 | Sub-assembly | Active |  | 10 | 1 |  |  |  | Item | 1 | EA | 100 | 1 | 1 | Date |  |  | 2024-09-30 15:41 |  | * | [6 empty] | 1 |  | 1 | 0 |  | 2.9486 | 97.0649 |  |  | * |  |  | None | *
3 | - IP-59300 | 16ga GA Brt coil 60 | N | Sub-assembly | Active |  | 1 | 1 |  |  |  | Item | 2 | EA | 100 | 1 | 2 | Date |  |  | 2024-09-30 15:41 |  | * | [6 empty] | 2 |  | 1 | 0.064923 |  | 0.064923 | 17.0649 |  |  | * |  |  | None | *
4 | 45-GALC-0275 | STEEL,GALV,G90,16 GA,60" COIL | 0 | Purchased Item | Active |  | 1 | 1 |  |  |  | Item | 1.7906 | SFT | 100 | 1 | 3.5812 | Date |  |  | 2024-09-30 15:41 |  | * | [6 empty] | 3.5812 |  | 1 | 15 |  | 0 | 16 |  |  | * |  |  | None | *
4 | IP-59300_DOC | 16ga GA Brt coil 60. | B | Reference Item - Document Management | Active |  | 99999 | 1 |  |  |  | Item | 1 | EA | 100 | 1 | 2 | Date |  |  | 2024-09-30 15:41 |  | * | [6 empty] | 2 |  | 1 |  |  | 0 | 0 | [5 empty] | None
3 | - IP-59299 | 16ga GA Brt coil 60 | N | Sub-assembly | Active |  | 2 | 1 |  |  |  | Item | 2 | EA | 100 | 1 | 2 | Date |  |  | 2024-09-30 15:41 |  | * | [6 empty] | 2 |  | 1 | 0.064923 |  | 0.064923 | 31.0649 |  |  | * |  |  | None | *
4 | 45-GALC-0275 | STEEL,GALV,G90,16 GA,60" COIL | 0 | Purchased Item | Active |  | 1 | 1 |  |  |  | Item | 0.89944 | SFT | 100 | 1 | 1.7989 | Date |  |  | 2024-09-30 15:41 |  | * | [6 empty] | 1.7989 |  | 1 | 15 |  | 0 | 16 |  |  | * |  |  | None | *
4 | IP-59299_DOC | 16ga GA Brt coil 60. | B | Reference Item - Document Management | Active |  | 99999 | 1 |  |  |  | Item | 1 | EA | 100 | 1 | 2 | Date |  |  | 2024-09-30 15:41 |  | * | [6 empty] | 2 |  | 1 | 30 |  | 0 | 30 | [5 empty] | None
3 | - IP-59364 | 16ga GA Brt coil 60 | N | Sub-assembly | Active |  | 3 | 1 |  |  |  | Item | 2 | EA | 100 | 1 | 2 | Date |  |  | 2024-09-30 15:41 |  | * | [6 empty] | 2 |  | 1 | 0.064923 |  | 0.064923 | 17.0649 |  |  | * |  |  | None | *
4 | 45-GALC-0275 | STEEL,GALV,G90,16 GA,60" COIL | 0 | Purchased Item | Active |  | 1 | 1 |  |  |  | Item | 1.5642 | SFT | 100 | 1 | 3.1285 | Date |  |  | 2024-09-30 15:41 |  | * | [6 empty] | 3.1285 |  | 1 | 15 |  | 0 | 16 |  |  | * |  |  | None | *
4 | IP-59364_DOC | 16ga GA Jkt coil 60. | B | Reference Item - Document Management | Active |  | 99999 | 1 |  |  |  | Item | 1 | EA | 100 | 1 | 2 | Date |  |  | 2024-09-30 15:41 |  | * | [6 empty] | 2 |  | 1 |  |  | 0 | 0 | [5 empty] | None
3 | - IP-59363 | 16ga GA Brt coil 60 | N | Sub-assembly | Active |  | 4 | 1 |  |  |  | Item | 2 | EA | 100 | 1 | 2 | Date |  |  | 2024-09-30 15:41 |  | * | [6 empty] | 2 |  | 1 | 0.064923 |  | 0.064923 | 96.0649 |  |  | * |  |  | None | *
4 | 45-GALC-0275 | STEEL,GALV,G90,16 GA,60" COIL | 0 | Purchased Item | Active |  | 1 | 1 |  |  |  | Item | 0.77982 | SFT | 100 | 1 | 1.5596 | Date |  |  | 2024-09-30 15:41 |  | * | [6 empty] | 1.5596 |  | 1 | 15 |  | 0 | 16 |  |  | * |  |  | None | *
4 | IP-59363_DOC | 16ga GA Jkt coil 60. | B | Reference Item - Document Management | Active |  | 99999 | 1 |  |  |  | Item | 1 | EA | 100 | 1 | 2 | Date |  |  | 2024-09-30 15:41 |  | * | [6 empty] | 2 |  | 1 | 95 |  | 0 | 95 | [5 empty] | None
3 | 75-SCWR-818-34 | SELF DRILLING SCREW 8-18, 3/4" LENGTH, ZINC PLATED PAN HEAD PHILLIPS, PART NO. 94060A197 | 0 | Purchased Item | Active |  | 5 | 1 |  |  |  | Item | 28 | EA | 100 | 1 | 28 | Date |  |  | 2024-09-30 15:41 |  | * | [6 empty] | 28 |  | 1 | 40 |  | 0 | 41 |  |  | * |  |  | None | *
3 | 75-W-14-BN1458 | ZINC PLATED-NEOPRENE WASHER-9/32"ID - 5/8"OD | 0 | Purchased Item | Active |  | 6 | 1 |  |  |  | Item | 14 | EA | 100 | 1 | 14 | Date |  |  | 2024-09-30 15:41 |  | * | [6 empty] | 14 |  | 1 | 40 |  | 0 | 41 |  |  | * |  |  | None | *
3 | 75-SCWH-14-114 | 1/4-14x1 1/4" SELF DRILL S.H.W PL | 0 | Purchased Item | Active |  | 7 | 1 |  |  |  | Item | 44 | EA | 100 | 1 | 44 | Date |  |  | 2024-09-30 15:41 |  | * | [6 empty] | 44 |  | 1 | 20 |  | 0 | 21 |  |  | * |  |  | None | *
3 | - MCYS06-SMA-68088 | INTERNAL F DOOR SUB ASSY | A | Sub-assembly | Active |  | 8 | 1 |  |  |  | Item | 1 | EA | 100 | 1 | 1 | Date |  |  | 2024-09-30 15:41 |  | * | [6 empty] | 1 |  | 1 | 2.8837 |  | 2.9486 | 94.8837 |  |  | * |  |  | None | *
4 | - IP-54618 | 1/2 x 3/8 SINGLE COAT PORON-F | 0 | Sub-assembly | Active |  | 1 | 1 |  |  |  | Item | 1 | EA | 100 | 1 | 1 | Date |  |  | 2024-09-30 15:41 |  | * | [6 empty] | 1 |  | 1 | 0 |  | 0 | 7 |  |  | * |  |  | None | *
5 | 85-FOAM-1238 | 1/2 X 3/8 SINGLE COAT PORON-F | 0 | Purchased Item | Active |  | 1 | 1 |  |  |  | Item | 18.771 | FT | 100 | 1 | 18.771 | Date |  |  | 2024-09-30 15:41 |  | * | [6 empty] | 18.771 |  | 1 | 5 |  | 0 | 6 |  |  | * |  |  | None | *
4 | 75-RN-51618U-AL | 5/16-18 UNC RIVET NUT, THREAD CALL OUT: 518, GRIP RANGE: .027-.150, GRIP CALL OUT:150, HOLE SIZE 17/32, HD:.595, HH:.022, L:.690, D:.530, IL:.470, LB: 1.390, ILB:1.175, IATD:.995 | 0 | Purchased Item | Active |  | 2 | 1 |  |  |  | Item | 12 | EA | 100 | 1 | 12 | Date |  |  | 2024-09-30 15:41 |  | * | [6 empty] | 12 |  | 1 | 5 |  | 0 | 6 |  |  | * |  |  | None | *
4 | - IP-54602 | BRACKET EXTERNAL DOOR DETAIL | C | Sub-assembly | Active |  | 3 | 1 |  |  |  | Item | 4 | EA | 100 | 1 | 4 | Date |  |  | 2024-09-30 15:41 |  | * | [6 empty] | 4 |  | 1 | 0.024346 |  | 0.024346 | 17.0243 |  |  | * |  |  | None | *
5 | 45-GALC-0250 | STEEL,GALV,G90,16 GA,48" COIL | 0 | Purchased Item | Active |  | 10 | 1 |  |  |  | Item | 0.062 | SFT | 100 | 1 | 0.248 | Date |  |  | 2024-09-30 15:41 |  | * |  |  | WIP_APU-1 |  |  |  | 0.248 |  | 1 | 15 |  | 0 | 16 |  |  | * |  |  | None | *
4 | 75-WN-3816-SS | 3/8-16 NDZ WELD NUT 18-8 SS | 0 | Purchased Item | Active |  | 4 | 1 |  |  |  | Item | 3 | EA | 100 | 1 | 3 | Date |  |  | 2024-09-30 15:41 |  | * | [6 empty] | 3 |  | 1 | 40 |  | 0 | 41 |  |  | * |  |  | None | *
4 | - IP-54601 | BRACKET EXTERNAL DOOR DETAIL | C | Sub-assembly | Active |  | 5 | 1 |  |  |  | Item | 4 | EA | 100 | 1 | 4 | Date |  |  | 2024-09-30 15:41 |  | * | [6 empty] | 4 |  | 1 | 0.024346 |  | 0.024346 | 17.0243 |  |  | * |  |  | None | *
5 | 45-GALC-0250 | STEEL,GALV,G90,16 GA,48" COIL | 0 | Purchased Item | Active |  | 10 | 1 |  |  |  | Item | 0.062 | SFT | 100 | 1 | 0.248 | Date |  |  | 2024-09-30 15:41 |  | * |  |  | WIP_APU-1 |  |  |  | 0.248 |  | 1 | 15 |  | 0 | 16 |  |  | * |  |  | None | *
4 | 75-BH-381634-SS | 3/8-16X3/4-HEX/BOLT-S/S | 0 | Purchased Item | Active |  | 6 | 1 |  |  |  | Item | 4 | EA | 100 | 1 | 4 | Date |  |  | 2024-09-30 15:41 |  | * | [6 empty] | 4 |  | 1 | 15 |  | 0 | 16 |  |  | * |  |  | None | *
4 | - MCYSC4-SMA-59408 | HANDLE WITH LOCK | 0 | Sub-assembly | Active |  | 7 | 1 |  |  |  | Item | 1 | EA | 100 | 1 | 1 | Date |  |  | 2024-09-30 15:41 |  | * | [6 empty] | 1 |  | 1 | 0 |  | 0 | 62 |  |  | * |  |  | None | *
5 | 76-RCAM-0100 | ROLLER CAM VH 2321S07-R01 #2321S07-R01 | 0 | Purchased Item | Active |  | 1 | 1 |  |  |  | Item | 1 | EA | 100 | 1 | 1 | Date |  |  | 2024-09-30 15:41 |  | * | [6 empty] | 1 |  | 1 | 40 |  | 0 | 41 |  |  | * |  |  | None | *
5 | 76-HOUSING-0100 | MODEL F HANDLE HOUSING W/THREADED SHAFT AND GASKET #265078-S50 | 0 | Purchased Item | Active |  | 2 | 1 |  |  |  | Item | 1 | EA | 100 | 1 | 1 | Date |  |  | 2024-09-30 15:41 |  | * | [6 empty] | 1 |  | 1 | 40 |  | 0 | 41 |  |  | * |  |  | None | *
5 | 76-HANDLE-0110 | Inside Door Handle - Red Hand Grip #265076-50 | 0 | Purchased Item | Active |  | 3 | 1 |  |  |  | Item | 1 | EA | 100 | 1 | 1 | Date |  |  | 2024-09-30 15:41 |  | * | [6 empty] | 1 |  | 1 | 60 |  | 0 | 61 |  |  | * |  |  | None | *
5 | 76-HANDLE-0060 | HANDLE PADLOCK OUTSWING | 0 | Purchased Item | Active |  | 5 | 1 |  |  |  | Item | 1 | EA | 100 | 1 | 1 | Date |  |  | 2024-09-30 15:41 |  | * | [6 empty] | 1 |  | 1 | 60 |  | 0 | 61 |  |  | * |  |  | None | *
4 | - MCYSC4-SMA-54604 | DOOR F CYS06 - 36456 - PANEL SUB ASSY OR 1 | 0 | Sub-assembly | Active |  | 8 | 1 |  |  |  | Item | 1 | EA | 100 | 1 | 1 | Date |  |  | 2024-09-30 15:41 |  | * | [6 empty] | 1 |  | 1 | 0 |  | 0.064923 | 18.0649 |  |  | * |  |  | None | *
5 | - IP-54605 | STEEL,GALV,G90,16 GA,60" COIL | A | Sub-assembly | Active |  | 1 | 1 |  |  |  | Item | 1 | EA | 100 | 1 | 1 | Date |  |  | 2024-09-30 15:41 |  | * | [6 empty] | 1 |  | 1 | 0.064923 |  | 0.064923 | 17.0649 |  |  | * |  |  | None | *
6 | 45-GALC-0275 | STEEL,GALV,G90,16 GA,60" COIL | 0 | Purchased Item | Active |  | 1 | 1 |  |  |  | Item | 20.469 | SFT | 100 | 1 | 20.469 | Date |  |  | 2024-09-30 15:41 |  | * | [6 empty] | 20.469 |  | 1 | 15 |  | 0 | 16 |  |  | * |  |  | None | *
5 | - IP-54595 | EXT.AL.DOOR FRAME AA-60-63 T-5 MILL FINISH | 0 | Sub-assembly | Active |  | 2 | 1 |  |  |  | Item | 2 | EA | 100 | 1 | 2 | Date |  |  | 2024-09-30 15:41 |  | * | [6 empty] | 2 |  | 1 | 0 |  | 0 | 17 |  |  | * |  |  | None | *
6 | 30-AD-104071 | EXTRUDED ALUMINUM INTERNAL DOOR FRAME AA-60-63 T-5, 20 FT LENGHT | 0 | Purchased Item | Active |  | 1 | 1 |  |  |  | Item | 6.453 | FT | 100 | 1 | 12.906 | Date |  |  | 2024-09-30 15:41 |  | * | [6 empty] | 12.906 |  | 1 | 15 |  | 0 | 16 |  |  | * |  |  | None | *
5 | - IP-54606 | STEEL,GALV,G90,18GA,60" COIL | A | Sub-assembly | Active |  | 3 | 1 |  |  |  | Item | 1 | EA | 100 | 1 | 1 | Date |  |  | 2024-09-30 15:41 |  | * | [6 empty] | 1 |  | 1 | 0.064923 |  | 0.064923 | 17.0649 |  |  | * |  |  | None | *
6 | 45-GALC-0350 | STEEL,GALV,G90,18GA,48" COIL | 0 | Purchased Item | Active |  | 100009 | 1 |  |  |  | Item | 18.042 | SFT | 100 | 1 | 18.042 | Date |  |  | 2024-10-15 09:54 |  | * |  |  | WIP_APU-1 |  |  |  | 18.042 |  | 1 | 15 |  | 0 | 16 |  |  | * |  |  | None | *
5 | - IP-54596 | EXT.AL.DOOR FRAME AA-60-63 T-5 MILL FINISH | 0 | Sub-assembly | Active |  | 4 | 1 |  |  |  | Item | 2 | EA | 100 | 1 | 2 | Date |  |  | 2024-09-30 15:41 |  | * | [6 empty] | 2 |  | 1 | 0 |  | 0 | 17 |  |  | * |  |  | None | *
6 | 30-AD-104071 | EXTRUDED ALUMINUM INTERNAL DOOR FRAME AA-60-63 T-5, 20 FT LENGHT | 0 | Purchased Item | Active |  | 1 | 1 |  |  |  | Item | 3.036 | FT | 100 | 1 | 6.072 | Date |  |  | 2024-09-30 15:41 |  | * | [6 empty] | 6.072 |  | 1 | 15 |  | 0 | 16 |  |  | * |  |  | None | *
4 | - MCYSC4-SMA-54758 | HANDLE 0100 SUB ASSY | 0 | Sub-assembly | Active |  | 9 | 1 |  |  |  | Item | 2 | EA | 100 | 1 | 2 | Date |  |  | 2024-09-30 15:41 |  | * | [6 empty] | 2 |  | 1 | 0 |  | 0 | 62 |  |  | * |  |  | None | *
5 | 76-RCAM-0100 | ROLLER CAM VH 2321S07-R01 #2321S07-R01 | 0 | Purchased Item | Active |  | 5 | 1 |  |  |  | Item | 1 | EA | 100 | 1 | 2 | Date |  |  | 2024-09-30 15:41 |  | * | [6 empty] | 2 |  | 1 | 40 |  | 0 | 41 |  |  | * |  |  | None | *
5 | 76-HOUSING-0100 | MODEL F HANDLE HOUSING W/THREADED SHAFT AND GASKET #265078-S50 | 0 | Purchased Item | Active |  | 6 | 1 |  |  |  | Item | 1 | EA | 100 | 1 | 2 | Date |  |  | 2024-09-30 15:41 |  | * | [6 empty] | 2 |  | 1 | 40 |  | 0 | 41 |  |  | * |  |  | None | *
5 | 76-HANDLE-0110 | Inside Door Handle - Red Hand Grip #265076-50 | 0 | Purchased Item | Active |  | 8 | 1 |  |  |  | Item | 1 | EA | 100 | 1 | 2 | Date |  |  | 2024-09-30 15:41 |  | * | [6 empty] | 2 |  | 1 | 60 |  | 0 | 61 |  |  | * |  |  | None | *
5 | 76-HANDLE-0100 | HANDLE STANDARD OUTSWING | 0 | Purchased Item | Active |  | 9 | 1 |  |  |  | Item | 1 | EA | 100 | 1 | 2 | Date |  |  | 2024-09-30 15:41 |  | * | [6 empty] | 2 |  | 1 | 60 |  | 0 | 61 |  |  | * |  |  | None | *
4 | 75-HINGE-0150-S | HINGE HALF FRAME SK-002 STAINLESS STEEL | 0 | Purchased Item | Active |  | 10 | 1 |  |  |  | Item | 4 | EA | 100 | 1 | 4 | Date |  |  | 2024-09-30 15:41 |  | * | [6 empty] | 4 |  | 1 | 50 |  | 0 | 51 |  |  | * |  |  | None | *
4 | 75-HINGE-0140-S | HINGE HALF DOOR SK-001 STAINLESS STEEL | 0 | Purchased Item | Active |  | 11 | 1 |  |  |  | Item | 4 | EA | 100 | 1 | 4 | Date |  |  | 2024-09-30 15:41 |  | * | [6 empty] | 4 |  | 1 | 90 |  | 0 | 91 |  |  | * |  |  | None | *
4 | 75-W-38-R-SEAL | RUBBER-RUBBER CUSHION SEAL WASHER-3/8" | 0 | Purchased Item | Active |  | 12 | 1 |  |  |  | Item | 3 | EA | 100 | 1 | 3 | Date |  |  | 2024-09-30 15:41 |  | * | [6 empty] | 3 |  | 1 | 20 |  | 0 | 21 |  |  | * |  |  | None | *
4 | - MCYSC4-SMA-54594 | DOOR F CYS06 - 36456 - EXTERNAL FRAME ASSY 1 | 0 | Sub-assembly | Active |  | 13 | 1 |  |  |  | Item | 1 | EA | 100 | 1 | 1 | Date |  |  | 2024-09-30 15:41 |  | * | [6 empty] | 1 |  | 1 | 0 |  | 0 | 18 |  |  | * |  |  | None | *
5 | - IP-54593 | EXT.AL.DOOR FRAME AA-60-63 T-5 *POWDER COAT GREY* | 0 | Sub-assembly | Active |  | 1 | 1 |  |  |  | Item | 2 | EA | 100 | 1 | 2 | Date |  |  | 2024-09-30 15:41 |  | * | [6 empty] | 2 |  | 1 | 0 |  | 0 | 17 |  |  | * |  |  | None | *
6 | 30-AD-104072 | EXTRUDED ALUMINUM EXTERNAL DOOR FRAME AA-60-63 T-5, 20 FT LENGHT | 0 | Purchased Item | Active |  | 1 | 1 |  |  |  | Item | 3.245 | FT | 100 | 1 | 6.49 | Date |  |  | 2024-09-30 15:41 |  | * | [6 empty] | 6.49 |  | 1 | 15 |  | 0 | 16 |  |  | * |  |  | None | *
5 | - IP-54592 | EXT.AL.DOOR FRAME AA-60-63 T-5 *POWDER COAT GREY* | 0 | Sub-assembly | Active |  | 2 | 1 |  |  |  | Item | 2 | EA | 100 | 1 | 2 | Date |  |  | 2024-09-30 15:41 |  | * | [6 empty] | 2 |  | 1 | 0 |  | 0 | 17 |  |  | * |  |  | None | *
6 | 30-AD-104072 | EXTRUDED ALUMINUM EXTERNAL DOOR FRAME AA-60-63 T-5, 20 FT LENGHT | 0 | Purchased Item | Active |  | 1 | 1 |  |  |  | Item | 6.661 | FT | 100 | 1 | 13.322 | Date |  |  | 2024-09-30 15:41 |  | * | [6 empty] | 13.322 |  | 1 | 15 |  | 0 | 16 |  |  | * |  |  | None | *
4 | 75-BCS-516181 | 5/16-18 X 1 BTN SOC CAP SCRW 18-8 SS | 0 | Purchased Item | Active |  | 14 | 1 |  |  |  | Item | 12 | EA | 100 | 1 | 12 | Date |  |  | 2024-09-30 15:41 |  | * | [6 empty] | 12 |  | 1 | 5 |  | 0 | 6 |  |  | * |  |  | None | *
4 | - IP-54600 | 1/2 x 3/8 SINGLE COAT PORON-F | 0 | Sub-assembly | Active |  | 15 | 1 |  |  |  | Item | 1 | EA | 100 | 1 | 1 | Date |  |  | 2024-09-30 15:41 |  | * | [6 empty] | 1 |  | 1 | 0 |  | 0 | 7 |  |  | * |  |  | None | *
5 | 85-FOAM-1238 | 1/2 X 3/8 SINGLE COAT PORON-F | 0 | Purchased Item | Active |  | 1 | 1 |  |  |  | Item | 18.998 | FT | 100 | 1 | 18.998 | Date |  |  | 2024-09-30 15:41 |  | * | [6 empty] | 18.998 |  | 1 | 5 |  | 0 | 6 |  |  | * |  |  | None | *
4 | 75-FAST-0242 | 304 STAINLESS STEEL - COTTER PIN - 1/16" X 1/2" | 0 | Purchased Item | Active |  | 16 | 1 |  |  |  | Item | 4 | EA | 100 | 1 | 4 | Date |  |  | 2024-09-30 15:41 |  | * | [6 empty] | 4 |  | 1 | 5 |  | 0 | 6 |  |  | * |  |  | None | *
4 | 75-SCRW-0104 | 304 STAINLESS STEEL -TEK SCREW - #10 X 3/4" LONG | 0 | Purchased Item | Active |  | 17 | 1 |  |  |  | Item | 16 | EA | 100 | 1 | 16 | Date |  |  | 2024-09-30 15:41 |  | * | [6 empty] | 16 |  | 1 | 20 |  | 0 | 21 |  |  | * |  |  | None | *
4 | 75-FAST-0254 | 304 STAINLESS STEEL - CLEVIS PIN - 1/4" X 1-5/8" | 0 | Purchased Item | Active |  | 18 | 1 |  |  |  | Item | 4 | EA | 100 | 1 | 4 | Date |  |  | 2024-09-30 15:41 |  | * | [6 empty] | 4 |  | 1 | 5 |  | 0 | 6 |  |  | * |  |  | None | *
4 | - MCYS06-SVA-66272 | SUB ASSY VIRTUAL PARTS DOORS | 0 | Phantom item | Active |  | 19 | 1 |  |  |  | Item | 1 | EA | 100 | 1 | 1 | Date |  |  | 2024-09-30 15:41 |  | * | [6 empty] | 1 |  | 1 | 0 |  | 0 | 32 |  |  | * |  |  | None
5 | 85-ADH-3M-740G2 | 3M HYBRID SEALANT 740 (GRAY), 290ML. CASTRIDGE | 0 | Purchased Item | Active |  | 1 | 1 |  |  |  | Item | 1 | EA | 100 | 1 | 1 | Date |  |  | 2024-09-30 15:41 |  | * | [6 empty] | 1 |  | 1 | 30 |  | 0 | 31 |  |  | * |  |  | None | *
5 | 85-GASK-B273BT | SQUARE GASKET 0.5" X 0.38" WATER TIGHT RUBBER SEAL TRIM-LOK P/N: B273BT SINGLE | 0 | Purchased Item | Active |  | 2 | 1 |  |  |  | Item | 40 | FT | 100 | 1 | 40 | Date |  |  | 2024-09-30 15:41 |  | * | [6 empty] | 40 |  | 1 | 5 |  | 0 | 6 |  |  | * |  |  | None | *
5 | 85-TAPE-0123 | 1"X 36 YD 3M VHB TAPE 4611 | 0 | Purchased Item | Active |  | 3 | 1 |  |  |  | Item | 1 | FT | 100 | 1 | 1 | Date |  |  | 2024-09-30 15:41 |  | * | [6 empty] | 1 |  | 1 | 30 |  | 0 | 31 |  |  | * |  |  | None | *
2 | - MCYS06-SMA-68071 | INTERNAL F DOOR ASSY | 0 | Sub-assembly | Active |  | 11 | 1 |  |  |  | Item | 1 | EA | 100 | 1 | 1 | Date |  |  | 2024-09-30 15:41 |  | * | [6 empty] | 1 |  | 1 | 0 |  | 2.9486 | 97.0649 |  |  | * |  |  | None | *
3 | - IP-59300 | 16ga GA Brt coil 60 | N | Sub-assembly | Active |  | 1 | 1 |  |  |  | Item | 2 | EA | 100 | 1 | 2 | Date |  |  | 2024-09-30 15:41 |  | * | [6 empty] | 2 |  | 1 | 0.064923 |  | 0.064923 | 17.0649 |  |  | * |  |  | None | *
4 | 45-GALC-0275 | STEEL,GALV,G90,16 GA,60" COIL | 0 | Purchased Item | Active |  | 1 | 1 |  |  |  | Item | 1.7906 | SFT | 100 | 1 | 3.5812 | Date |  |  | 2024-09-30 15:41 |  | * | [6 empty] | 3.5812 |  | 1 | 15 |  | 0 | 16 |  |  | * |  |  | None | *
4 | IP-59300_DOC | 16ga GA Brt coil 60. | B | Reference Item - Document Management | Active |  | 99999 | 1 |  |  |  | Item | 1 | EA | 100 | 1 | 2 | Date |  |  | 2024-09-30 15:41 |  | * | [6 empty] | 2 |  | 1 |  |  | 0 | 0 | [5 empty] | None
3 | - IP-59299 | 16ga GA Brt coil 60 | N | Sub-assembly | Active |  | 2 | 1 |  |  |  | Item | 2 | EA | 100 | 1 | 2 | Date |  |  | 2024-09-30 15:41 |  | * | [6 empty] | 2 |  | 1 | 0.064923 |  | 0.064923 | 31.0649 |  |  | * |  |  | None | *
4 | 45-GALC-0275 | STEEL,GALV,G90,16 GA,60" COIL | 0 | Purchased Item | Active |  | 1 | 1 |  |  |  | Item | 0.89944 | SFT | 100 | 1 | 1.7989 | Date |  |  | 2024-09-30 15:41 |  | * | [6 empty] | 1.7989 |  | 1 | 15 |  | 0 | 16 |  |  | * |  |  | None | *
4 | IP-59299_DOC | 16ga GA Brt coil 60. | B | Reference Item - Document Management | Active |  | 99999 | 1 |  |  |  | Item | 1 | EA | 100 | 1 | 2 | Date |  |  | 2024-09-30 15:41 |  | * | [6 empty] | 2 |  | 1 | 30 |  | 0 | 30 | [5 empty] | None
3 | - IP-59364 | 16ga GA Brt coil 60 | N | Sub-assembly | Active |  | 3 | 1 |  |  |  | Item | 2 | EA | 100 | 1 | 2 | Date |  |  | 2024-09-30 15:41 |  | * | [6 empty] | 2 |  | 1 | 0.064923 |  | 0.064923 | 17.0649 |  |  | * |  |  | None | *
4 | 45-GALC-0275 | STEEL,GALV,G90,16 GA,60" COIL | 0 | Purchased Item | Active |  | 1 | 1 |  |  |  | Item | 1.5642 | SFT | 100 | 1 | 3.1285 | Date |  |  | 2024-09-30 15:41 |  | * | [6 empty] | 3.1285 |  | 1 | 15 |  | 0 | 16 |  |  | * |  |  | None | *
4 | IP-59364_DOC | 16ga GA Jkt coil 60. | B | Reference Item - Document Management | Active |  | 99999 | 1 |  |  |  | Item | 1 | EA | 100 | 1 | 2 | Date |  |  | 2024-09-30 15:41 |  | * | [6 empty] | 2 |  | 1 |  |  | 0 | 0 | [5 empty] | None
3 | - IP-59363 | 16ga GA Brt coil 60 | N | Sub-assembly | Active |  | 4 | 1 |  |  |  | Item | 2 | EA | 100 | 1 | 2 | Date |  |  | 2024-09-30 15:41 |  | * | [6 empty] | 2 |  | 1 | 0.064923 |  | 0.064923 | 96.0649 |  |  | * |  |  | None | *
4 | 45-GALC-0275 | STEEL,GALV,G90,16 GA,60" COIL | 0 | Purchased Item | Active |  | 1 | 1 |  |  |  | Item | 0.77982 | SFT | 100 | 1 | 1.5596 | Date |  |  | 2024-09-30 15:41 |  | * | [6 empty] | 1.5596 |  | 1 | 15 |  | 0 | 16 |  |  | * |  |  | None | *
4 | IP-59363_DOC | 16ga GA Jkt coil 60. | B | Reference Item - Document Management | Active |  | 99999 | 1 |  |  |  | Item | 1 | EA | 100 | 1 | 2 | Date |  |  | 2024-09-30 15:41 |  | * | [6 empty] | 2 |  | 1 | 95 |  | 0 | 95 | [5 empty] | None
3 | 75-SCWR-818-34 | SELF DRILLING SCREW 8-18, 3/4" LENGTH, ZINC PLATED PAN HEAD PHILLIPS, PART NO. 94060A197 | 0 | Purchased Item | Active |  | 5 | 1 |  |  |  | Item | 28 | EA | 100 | 1 | 28 | Date |  |  | 2024-09-30 15:41 |  | * | [6 empty] | 28 |  | 1 | 40 |  | 0 | 41 |  |  | * |  |  | None | *
3 | 75-W-14-BN1458 | ZINC PLATED-NEOPRENE WASHER-9/32"ID - 5/8"OD | 0 | Purchased Item | Active |  | 6 | 1 |  |  |  | Item | 14 | EA | 100 | 1 | 14 | Date |  |  | 2024-09-30 15:41 |  | * | [6 empty] | 14 |  | 1 | 40 |  | 0 | 41 |  |  | * |  |  | None | *
3 | 75-SCWH-14-114 | 1/4-14x1 1/4" SELF DRILL S.H.W PL | 0 | Purchased Item | Active |  | 7 | 1 |  |  |  | Item | 44 | EA | 100 | 1 | 44 | Date |  |  | 2024-09-30 15:41 |  | * | [6 empty] | 44 |  | 1 | 20 |  | 0 | 21 |  |  | * |  |  | None | *
3 | - MCYS06-SMA-68072 | INTERNAL F DOOR SUB ASSY | A | Sub-assembly | Active |  | 8 | 1 |  |  |  | Item | 1 | EA | 100 | 1 | 1 | Date |  |  | 2024-09-30 15:41 |  | * | [6 empty] | 1 |  | 1 | 2.8837 |  | 2.9486 | 94.8837 |  |  | * |  |  | None | *
4 | - IP-54618 | 1/2 x 3/8 SINGLE COAT PORON-F | 0 | Sub-assembly | Active |  | 1 | 1 |  |  |  | Item | 1 | EA | 100 | 1 | 1 | Date |  |  | 2024-09-30 15:41 |  | * | [6 empty] | 1 |  | 1 | 0 |  | 0 | 7 |  |  | * |  |  | None | *
5 | 85-FOAM-1238 | 1/2 X 3/8 SINGLE COAT PORON-F | 0 | Purchased Item | Active |  | 1 | 1 |  |  |  | Item | 18.771 | FT | 100 | 1 | 18.771 | Date |  |  | 2024-09-30 15:41 |  | * | [6 empty] | 18.771 |  | 1 | 5 |  | 0 | 6 |  |  | * |  |  | None | *
4 | 75-RN-51618U-AL | 5/16-18 UNC RIVET NUT, THREAD CALL OUT: 518, GRIP RANGE: .027-.150, GRIP CALL OUT:150, HOLE SIZE 17/32, HD:.595, HH:.022, L:.690, D:.530, IL:.470, LB: 1.390, ILB:1.175, IATD:.995 | 0 | Purchased Item | Active |  | 2 | 1 |  |  |  | Item | 12 | EA | 100 | 1 | 12 | Date |  |  | 2024-09-30 15:41 |  | * | [6 empty] | 12 |  | 1 | 5 |  | 0 | 6 |  |  | * |  |  | None | *
4 | - IP-54602 | BRACKET EXTERNAL DOOR DETAIL | C | Sub-assembly | Active |  | 3 | 1 |  |  |  | Item | 4 | EA | 100 | 1 | 4 | Date |  |  | 2024-09-30 15:41 |  | * | [6 empty] | 4 |  | 1 | 0.024346 |  | 0.024346 | 17.0243 |  |  | * |  |  | None | *
5 | 45-GALC-0250 | STEEL,GALV,G90,16 GA,48" COIL | 0 | Purchased Item | Active |  | 10 | 1 |  |  |  | Item | 0.062 | SFT | 100 | 1 | 0.248 | Date |  |  | 2024-09-30 15:41 |  | * |  |  | WIP_APU-1 |  |  |  | 0.248 |  | 1 | 15 |  | 0 | 16 |  |  | * |  |  | None | *
4 | 75-WN-3816-SS | 3/8-16 NDZ WELD NUT 18-8 SS | 0 | Purchased Item | Active |  | 4 | 1 |  |  |  | Item | 4 | EA | 100 | 1 | 4 | Date |  |  | 2024-09-30 15:41 |  | * | [6 empty] | 4 |  | 1 | 40 |  | 0 | 41 |  |  | * |  |  | None | *
4 | - IP-54601 | BRACKET EXTERNAL DOOR DETAIL | C | Sub-assembly | Active |  | 5 | 1 |  |  |  | Item | 4 | EA | 100 | 1 | 4 | Date |  |  | 2024-09-30 15:41 |  | * | [6 empty] | 4 |  | 1 | 0.024346 |  | 0.024346 | 17.0243 |  |  | * |  |  | None | *
5 | 45-GALC-0250 | STEEL,GALV,G90,16 GA,48" COIL | 0 | Purchased Item | Active |  | 10 | 1 |  |  |  | Item | 0.062 | SFT | 100 | 1 | 0.248 | Date |  |  | 2024-09-30 15:41 |  | * |  |  | WIP_APU-1 |  |  |  | 0.248 |  | 1 | 15 |  | 0 | 16 |  |  | * |  |  | None | *
4 | 75-BH-381634-SS | 3/8-16X3/4-HEX/BOLT-S/S | 0 | Purchased Item | Active |  | 6 | 1 |  |  |  | Item | 4 | EA | 100 | 1 | 4 | Date |  |  | 2024-09-30 15:41 |  | * | [6 empty] | 4 |  | 1 | 15 |  | 0 | 16 |  |  | * |  |  | None | *
4 | - MCYSC4-SMA-54599 | DOOR F CYS06 - 36456 - PANEL SUB ASSY 1 | 0 | Sub-assembly | Active |  | 7 | 1 |  |  |  | Item | 1 | EA | 100 | 1 | 1 | Date |  |  | 2024-09-30 15:41 |  | * | [6 empty] | 1 |  | 1 | 0 |  | 0.064923 | 18.0649 |  |  | * |  |  | None | *
5 | - IP-54595 | EXT.AL.DOOR FRAME AA-60-63 T-5 MILL FINISH | 0 | Sub-assembly | Active |  | 1 | 1 |  |  |  | Item | 2 | EA | 100 | 1 | 2 | Date |  |  | 2024-09-30 15:41 |  | * | [6 empty] | 2 |  | 1 | 0 |  | 0 | 17 |  |  | * |  |  | None | *
6 | 30-AD-104071 | EXTRUDED ALUMINUM INTERNAL DOOR FRAME AA-60-63 T-5, 20 FT LENGHT | 0 | Purchased Item | Active |  | 1 | 1 |  |  |  | Item | 6.453 | FT | 100 | 1 | 12.906 | Date |  |  | 2024-09-30 15:41 |  | * | [6 empty] | 12.906 |  | 1 | 15 |  | 0 | 16 |  |  | * |  |  | None | *
5 | - IP-54596 | EXT.AL.DOOR FRAME AA-60-63 T-5 MILL FINISH | 0 | Sub-assembly | Active |  | 2 | 1 |  |  |  | Item | 2 | EA | 100 | 1 | 2 | Date |  |  | 2024-09-30 15:41 |  | * | [6 empty] | 2 |  | 1 | 0 |  | 0 | 17 |  |  | * |  |  | None | *
6 | 30-AD-104071 | EXTRUDED ALUMINUM INTERNAL DOOR FRAME AA-60-63 T-5, 20 FT LENGHT | 0 | Purchased Item | Active |  | 1 | 1 |  |  |  | Item | 3.036 | FT | 100 | 1 | 6.072 | Date |  |  | 2024-09-30 15:41 |  | * | [6 empty] | 6.072 |  | 1 | 15 |  | 0 | 16 |  |  | * |  |  | None | *
5 | - IP-54598 | STEEL,GALV,G90,18GA,60" COIL | A | Sub-assembly | Active |  | 3 | 1 |  |  |  | Item | 1 | EA | 100 | 1 | 1 | Date |  |  | 2024-09-30 15:41 |  | * | [6 empty] | 1 |  | 1 | 0.064923 |  | 0.064923 | 17.0649 |  |  | * |  |  | None | *
6 | 45-GALC-0350 | STEEL,GALV,G90,18GA,48" COIL | 0 | Purchased Item | Active |  | 100009 | 1 |  |  |  | Item | 18.042 | SFT | 100 | 1 | 18.042 | Date |  |  | 2024-10-15 09:53 |  | * |  |  | WIP_APU-1 |  |  |  | 18.042 |  | 1 | 15 |  | 0 | 16 |  |  | * |  |  | None | *
5 | - IP-54597 | STEEL,GALV,G90,16 GA,60" COIL | A | Sub-assembly | Active |  | 4 | 1 |  |  |  | Item | 1 | EA | 100 | 1 | 1 | Date |  |  | 2024-09-30 15:41 |  | * | [6 empty] | 1 |  | 1 | 0.064923 |  | 0.064923 | 17.0649 |  |  | * |  |  | None | *
6 | 45-GALC-0275 | STEEL,GALV,G90,16 GA,60" COIL | 0 | Purchased Item | Active |  | 1 | 1 |  |  |  | Item | 20.469 | SFT | 100 | 1 | 20.469 | Date |  |  | 2024-09-30 15:41 |  | * | [6 empty] | 20.469 |  | 1 | 15 |  | 0 | 16 |  |  | * |  |  | None | *
4 | - MCYSC4-SMA-59408 | HANDLE WITH LOCK | 0 | Sub-assembly | Active |  | 8 | 1 |  |  |  | Item | 1 | EA | 100 | 1 | 1 | Date |  |  | 2024-09-30 15:41 |  | * | [6 empty] | 1 |  | 1 | 0 |  | 0 | 62 |  |  | * |  |  | None | *
5 | 76-RCAM-0100 | ROLLER CAM VH 2321S07-R01 #2321S07-R01 | 0 | Purchased Item | Active |  | 1 | 1 |  |  |  | Item | 1 | EA | 100 | 1 | 1 | Date |  |  | 2024-09-30 15:41 |  | * | [6 empty] | 1 |  | 1 | 40 |  | 0 | 41 |  |  | * |  |  | None | *
5 | 76-HOUSING-0100 | MODEL F HANDLE HOUSING W/THREADED SHAFT AND GASKET #265078-S50 | 0 | Purchased Item | Active |  | 2 | 1 |  |  |  | Item | 1 | EA | 100 | 1 | 1 | Date |  |  | 2024-09-30 15:41 |  | * | [6 empty] | 1 |  | 1 | 40 |  | 0 | 41 |  |  | * |  |  | None | *
5 | 76-HANDLE-0110 | Inside Door Handle - Red Hand Grip #265076-50 | 0 | Purchased Item | Active |  | 3 | 1 |  |  |  | Item | 1 | EA | 100 | 1 | 1 | Date |  |  | 2024-09-30 15:41 |  | * | [6 empty] | 1 |  | 1 | 60 |  | 0 | 61 |  |  | * |  |  | None | *
5 | 76-HANDLE-0060 | HANDLE PADLOCK OUTSWING | 0 | Purchased Item | Active |  | 5 | 1 |  |  |  | Item | 1 | EA | 100 | 1 | 1 | Date |  |  | 2024-09-30 15:41 |  | * | [6 empty] | 1 |  | 1 | 60 |  | 0 | 61 |  |  | * |  |  | None | *
4 | - MCYSC4-SMA-54758 | HANDLE 0100 SUB ASSY | 0 | Sub-assembly | Active |  | 9 | 1 |  |  |  | Item | 2 | EA | 100 | 1 | 2 | Date |  |  | 2024-09-30 15:41 |  | * | [6 empty] | 2 |  | 1 | 0 |  | 0 | 62 |  |  | * |  |  | None | *
5 | 76-RCAM-0100 | ROLLER CAM VH 2321S07-R01 #2321S07-R01 | 0 | Purchased Item | Active |  | 5 | 1 |  |  |  | Item | 1 | EA | 100 | 1 | 2 | Date |  |  | 2024-09-30 15:41 |  | * | [6 empty] | 2 |  | 1 | 40 |  | 0 | 41 |  |  | * |  |  | None | *
5 | 76-HOUSING-0100 | MODEL F HANDLE HOUSING W/THREADED SHAFT AND GASKET #265078-S50 | 0 | Purchased Item | Active |  | 6 | 1 |  |  |  | Item | 1 | EA | 100 | 1 | 2 | Date |  |  | 2024-09-30 15:41 |  | * | [6 empty] | 2 |  | 1 | 40 |  | 0 | 41 |  |  | * |  |  | None | *
5 | 76-HANDLE-0110 | Inside Door Handle - Red Hand Grip #265076-50 | 0 | Purchased Item | Active |  | 8 | 1 |  |  |  | Item | 1 | EA | 100 | 1 | 2 | Date |  |  | 2024-09-30 15:41 |  | * | [6 empty] | 2 |  | 1 | 60 |  | 0 | 61 |  |  | * |  |  | None | *
5 | 76-HANDLE-0100 | HANDLE STANDARD OUTSWING | 0 | Purchased Item | Active |  | 9 | 1 |  |  |  | Item | 1 | EA | 100 | 1 | 2 | Date |  |  | 2024-09-30 15:41 |  | * | [6 empty] | 2 |  | 1 | 60 |  | 0 | 61 |  |  | * |  |  | None | *
4 | 75-HINGE-0150-S | HINGE HALF FRAME SK-002 STAINLESS STEEL | 0 | Purchased Item | Active |  | 10 | 1 |  |  |  | Item | 4 | EA | 100 | 1 | 4 | Date |  |  | 2024-09-30 15:41 |  | * | [6 empty] | 4 |  | 1 | 50 |  | 0 | 51 |  |  | * |  |  | None | *
4 | 75-HINGE-0140-S | HINGE HALF DOOR SK-001 STAINLESS STEEL | 0 | Purchased Item | Active |  | 11 | 1 |  |  |  | Item | 4 | EA | 100 | 1 | 4 | Date |  |  | 2024-09-30 15:41 |  | * | [6 empty] | 4 |  | 1 | 90 |  | 0 | 91 |  |  | * |  |  | None | *
4 | 75-W-38-R-SEAL | RUBBER-RUBBER CUSHION SEAL WASHER-3/8" | 0 | Purchased Item | Active |  | 12 | 1 |  |  |  | Item | 4 | EA | 100 | 1 | 4 | Date |  |  | 2024-09-30 15:41 |  | * | [6 empty] | 4 |  | 1 | 20 |  | 0 | 21 |  |  | * |  |  | None | *
4 | - MCYSC4-SMA-54594 | DOOR F CYS06 - 36456 - EXTERNAL FRAME ASSY 1 | 0 | Sub-assembly | Active |  | 13 | 1 |  |  |  | Item | 1 | EA | 100 | 1 | 1 | Date |  |  | 2024-09-30 15:41 |  | * | [6 empty] | 1 |  | 1 | 0 |  | 0 | 18 |  |  | * |  |  | None | *
5 | - IP-54593 | EXT.AL.DOOR FRAME AA-60-63 T-5 *POWDER COAT GREY* | 0 | Sub-assembly | Active |  | 1 | 1 |  |  |  | Item | 2 | EA | 100 | 1 | 2 | Date |  |  | 2024-09-30 15:41 |  | * | [6 empty] | 2 |  | 1 | 0 |  | 0 | 17 |  |  | * |  |  | None | *
6 | 30-AD-104072 | EXTRUDED ALUMINUM EXTERNAL DOOR FRAME AA-60-63 T-5, 20 FT LENGHT | 0 | Purchased Item | Active |  | 1 | 1 |  |  |  | Item | 3.245 | FT | 100 | 1 | 6.49 | Date |  |  | 2024-09-30 15:41 |  | * | [6 empty] | 6.49 |  | 1 | 15 |  | 0 | 16 |  |  | * |  |  | None | *
5 | - IP-54592 | EXT.AL.DOOR FRAME AA-60-63 T-5 *POWDER COAT GREY* | 0 | Sub-assembly | Active |  | 2 | 1 |  |  |  | Item | 2 | EA | 100 | 1 | 2 | Date |  |  | 2024-09-30 15:41 |  | * | [6 empty] | 2 |  | 1 | 0 |  | 0 | 17 |  |  | * |  |  | None | *
6 | 30-AD-104072 | EXTRUDED ALUMINUM EXTERNAL DOOR FRAME AA-60-63 T-5, 20 FT LENGHT | 0 | Purchased Item | Active |  | 1 | 1 |  |  |  | Item | 6.661 | FT | 100 | 1 | 13.322 | Date |  |  | 2024-09-30 15:41 |  | * | [6 empty] | 13.322 |  | 1 | 15 |  | 0 | 16 |  |  | * |  |  | None | *
4 | 75-BCS-516181 | 5/16-18 X 1 BTN SOC CAP SCRW 18-8 SS | 0 | Purchased Item | Active |  | 14 | 1 |  |  |  | Item | 12 | EA | 100 | 1 | 12 | Date |  |  | 2024-09-30 15:41 |  | * | [6 empty] | 12 |  | 1 | 5 |  | 0 | 6 |  |  | * |  |  | None | *
4 | - IP-54600 | 1/2 x 3/8 SINGLE COAT PORON-F | 0 | Sub-assembly | Active |  | 15 | 1 |  |  |  | Item | 1 | EA | 100 | 1 | 1 | Date |  |  | 2024-09-30 15:41 |  | * | [6 empty] | 1 |  | 1 | 0 |  | 0 | 7 |  |  | * |  |  | None | *
5 | 85-FOAM-1238 | 1/2 X 3/8 SINGLE COAT PORON-F | 0 | Purchased Item | Active |  | 1 | 1 |  |  |  | Item | 18.998 | FT | 100 | 1 | 18.998 | Date |  |  | 2024-09-30 15:41 |  | * | [6 empty] | 18.998 |  | 1 | 5 |  | 0 | 6 |  |  | * |  |  | None | *
4 | 75-FAST-0242 | 304 STAINLESS STEEL - COTTER PIN - 1/16" X 1/2" | 0 | Purchased Item | Active |  | 16 | 1 |  |  |  | Item | 4 | EA | 100 | 1 | 4 | Date |  |  | 2024-09-30 15:41 |  | * | [6 empty] | 4 |  | 1 | 5 |  | 0 | 6 |  |  | * |  |  | None | *
4 | 75-SCRW-0104 | 304 STAINLESS STEEL -TEK SCREW - #10 X 3/4" LONG | 0 | Purchased Item | Active |  | 17 | 1 |  |  |  | Item | 16 | EA | 100 | 1 | 16 | Date |  |  | 2024-09-30 15:41 |  | * | [6 empty] | 16 |  | 1 | 20 |  | 0 | 21 |  |  | * |  |  | None | *
4 | 75-FAST-0254 | 304 STAINLESS STEEL - CLEVIS PIN - 1/4" X 1-5/8" | 0 | Purchased Item | Active |  | 18 | 1 |  |  |  | Item | 4 | EA | 100 | 1 | 4 | Date |  |  | 2024-09-30 15:41 |  | * | [6 empty] | 4 |  | 1 | 5 |  | 0 | 6 |  |  | * |  |  | None | *
4 | - MCYS06-SVA-66266 | SUB ASSY VIRTUAL PARTS DOORS | 0 | Phantom item | Active |  | 19 | 1 |  |  |  | Item | 1 | EA | 100 | 1 | 1 | Date |  |  | 2024-09-30 15:41 |  | * | [6 empty] | 1 |  | 1 | 0 |  | 0 | 32 |  |  | * |  |  | None
5 | 85-ADH-3M-740G2 | 3M HYBRID SEALANT 740 (GRAY), 290ML. CASTRIDGE | 0 | Purchased Item | Active |  | 1 | 1 |  |  |  | Item | 1 | EA | 100 | 1 | 1 | Date |  |  | 2024-09-30 15:41 |  | * | [6 empty] | 1 |  | 1 | 30 |  | 0 | 31 |  |  | * |  |  | None | *
5 | 85-GASK-B273BT | SQUARE GASKET 0.5" X 0.38" WATER TIGHT RUBBER SEAL TRIM-LOK P/N: B273BT SINGLE | 0 | Purchased Item | Active |  | 2 | 1 |  |  |  | Item | 40 | FT | 100 | 1 | 40 | Date |  |  | 2024-09-30 15:41 |  | * | [6 empty] | 40 |  | 1 | 5 |  | 0 | 6 |  |  | * |  |  | None | *
5 | 85-TAPE-0123 | 1"X 36 YD 3M VHB TAPE 4611 | 0 | Purchased Item | Active |  | 3 | 1 |  |  |  | Item | 1 | FT | 100 | 1 | 1 | Date |  |  | 2024-09-30 15:41 |  | * | [6 empty] | 1 |  | 1 | 30 |  | 0 | 31 |  |  | * |  |  | None | *
2 | - MCYS06-SMA-68082 | UPS CABINETASSY | 0 | Sub-assembly | Active |  | 12 | 1 |  |  |  | Item | 1 | EA | 100 | 1 | 1 | Date |  |  | 2024-09-30 15:41 |  | * | [6 empty] | 1 |  | 1 | 0 |  | 0 | 22 |  |  | * |  |  | None | *
3 | 75-RIVET-0050 | 304 STAINLESS STEEL - POP RIVET - 1/8" X .188-250" LONG | 0 | Purchased Item | Active |  | 1 | 1 |  |  |  | Item | 6 | EA | 100 | 1 | 6 | Date |  |  | 2024-09-30 15:41 |  | * | [6 empty] | 6 |  | 1 | 20 |  | 0 | 21 |  |  | * |  |  | None | *
3 | - IP-57829 | ROWMARK ULTRA-MATTES BLACK/WHITE 1/8" ENGRAVING PLASTIC # 342402 | 0 | Sub-assembly | Active |  | 2 | 1 |  |  |  | Item | 1 | EA | 100 | 1 | 1 | Date |  |  | 2024-09-30 15:41 |  | * | [6 empty] | 1 |  | 1 | 0 |  | 0 | 7 |  |  | * |  |  | None | *
4 | 10-HOAL-SS0112 | ROWMARK ULTRA-MATTES BLACK/WHITE 1/8" ENGRAVING PLASTIC # 342402 | 0 | Purchased Item | Active |  | 1 | 1 |  |  |  | Item | 0.1125 | SFT | 100 | 1 | 0.1125 | Date |  |  | 2024-09-30 15:41 |  | * | [6 empty] | 0.1125 |  | 1 | 5 |  | 0 | 6 |  |  | * |  |  | None | *
3 | - IP-57828 | ROWMARK ULTRA-MATTES BLACK/WHITE 1/8" ENGRAVING PLASTIC # 342402 | 0 | Sub-assembly | Active |  | 3 | 1 |  |  |  | Item | 1 | EA | 100 | 1 | 1 | Date |  |  | 2024-09-30 15:41 |  | * | [6 empty] | 1 |  | 1 | 0 |  | 0 | 7 |  |  | * |  |  | None | *
4 | 10-HOAL-SS0112 | ROWMARK ULTRA-MATTES BLACK/WHITE 1/8" ENGRAVING PLASTIC # 342402 | 0 | Purchased Item | Active |  | 1 | 1 |  |  |  | Item | 0.1125 | SFT | 100 | 1 | 0.1125 | Date |  |  | 2024-09-30 15:41 |  | * | [6 empty] | 0.1125 |  | 1 | 5 |  | 0 | 6 |  |  | * |  |  | None | *
3 | - IP-57827 | ROWMARK ULTRA-MATTES BLACK/WHITE 1/8" ENGRAVING PLASTIC # 342402 | 0 | Sub-assembly | Active |  | 4 | 1 |  |  |  | Item | 1 | EA | 100 | 1 | 1 | Date |  |  | 2024-09-30 15:41 |  | * | [6 empty] | 1 |  | 1 | 0 |  | 0 | 7 |  |  | * |  |  | None | *
4 | 10-HOAL-SS0112 | ROWMARK ULTRA-MATTES BLACK/WHITE 1/8" ENGRAVING PLASTIC # 342402 | 0 | Purchased Item | Active |  | 1 | 1 |  |  |  | Item | 0.1125 | SFT | 100 | 1 | 0.1125 | Date |  |  | 2024-09-30 15:41 |  | * | [6 empty] | 0.1125 |  | 1 | 5 |  | 0 | 6 |  |  | * |  |  | None | *
3 | - IP-57826 | ROWMARK ULTRA-MATTES BLACK/WHITE 1/8" ENGRAVING PLASTIC # 342402 | 0 | Sub-assembly | Active |  | 5 | 1 |  |  |  | Item | 1 | EA | 100 | 1 | 1 | Date |  |  | 2024-09-30 15:41 |  | * | [6 empty] | 1 |  | 1 | 0 |  | 0 | 7 |  |  | * |  |  | None | *
4 | 10-HOAL-SS0112 | ROWMARK ULTRA-MATTES BLACK/WHITE 1/8" ENGRAVING PLASTIC # 342402 | 0 | Purchased Item | Active |  | 1 | 1 |  |  |  | Item | 0.1125 | SFT | 100 | 1 | 0.1125 | Date |  |  | 2024-09-30 15:41 |  | * | [6 empty] | 0.1125 |  | 1 | 5 |  | 0 | 6 |  |  | * |  |  | None | *
3 | - IP-57825 | ROWMARK ULTRA-MATTES BLACK/WHITE 1/8" ENGRAVING PLASTIC # 342402 | 0 | Sub-assembly | Active |  | 6 | 1 |  |  |  | Item | 1 | EA | 100 | 1 | 1 | Date |  |  | 2024-09-30 15:41 |  | * | [6 empty] | 1 |  | 1 | 0 |  | 0 | 7 |  |  | * |  |  | None | *
4 | 10-HOAL-SS0112 | ROWMARK ULTRA-MATTES BLACK/WHITE 1/8" ENGRAVING PLASTIC # 342402 | 0 | Purchased Item | Active |  | 1 | 1 |  |  |  | Item | 0.1125 | SFT | 100 | 1 | 0.1125 | Date |  |  | 2024-09-30 15:41 |  | * | [6 empty] | 0.1125 |  | 1 | 5 |  | 0 | 6 |  |  | * |  |  | None | *
3 | - IP-57830 | ROWMARK ULTRA-MATTES BLACK/WHITE 1/8" ENGRAVING PLASTIC # 342402 | 0 | Sub-assembly | Active |  | 7 | 1 |  |  |  | Item | 1 | EA | 100 | 1 | 1 | Date |  |  | 2024-09-30 15:41 |  | * | [6 empty] | 1 |  | 1 | 0 |  | 0 | 7 |  |  | * |  |  | None | *
4 | 10-HOAL-SS0112 | ROWMARK ULTRA-MATTES BLACK/WHITE 1/8" ENGRAVING PLASTIC # 342402 | 0 | Purchased Item | Active |  | 1 | 1 |  |  |  | Item | 0.1125 | SFT | 100 | 1 | 0.1125 | Date |  |  | 2024-09-30 15:41 |  | * | [6 empty] | 0.1125 |  | 1 | 5 |  | 0 | 6 |  |  | * |  |  | None | *
3 | 10092747 | Liebert EXM 480v Single Module UPS System 50kVA/50kW, Manuf. PN 51SA050BAA00W2Q, CPQ-632175 | 0 | Purchased Item | Active |  | 9 | 1 |  |  |  | Item | 1 | EA | 100 | 1 | 1 | Date |  |  | 2024-09-30 15:41 |  | * | [6 empty] | 1 |  | 1 | 0 |  | 0 | 1 |  |  | * |  |  | None | *
3 | 10092759 | Liebert EXM 480v Battery Cabinet System. Manuf. PN 51BPBMXA1L10SIB, CPQ-632175 | 0 | Purchased Item | Active |  | 10 | 1 |  |  |  | Item | 1 | EA | 100 | 1 | 1 | Date |  |  | 2024-09-30 15:41 |  | * | [6 empty] | 1 |  | 1 | 0 |  | 0 | 1 |  |  | * |  |  | None | *
3 | 10092804 | Liebert EXM 480v Maintenance Bypass Matching Cabinet, Manuf PN. 51MBB32AA0R1UXD, CPQ-632175 | 0 | Purchased Item | Active |  | 11 | 1 |  |  |  | Item | 1 | EA | 100 | 1 | 1 | Date |  |  | 2024-09-30 15:41 |  | * | [6 empty] | 1 |  | 1 | 0 |  | 0 | 1 |  |  | * |  |  | None | *
2 | - MCYS06-SMA-68081 | UPS CABINET ASSY | 0 | Sub-assembly | Active |  | 13 | 1 |  |  |  | Item | 1 | EA | 100 | 1 | 1 | Date |  |  | 2024-09-30 15:41 |  | * | [6 empty] | 1 |  | 1 | 0 |  | 0 | 22 |  |  | * |  |  | None | *
3 | 75-RIVET-0050 | 304 STAINLESS STEEL - POP RIVET - 1/8" X .188-250" LONG | 0 | Purchased Item | Active |  | 1 | 1 |  |  |  | Item | 6 | EA | 100 | 1 | 6 | Date |  |  | 2024-09-30 15:41 |  | * | [6 empty] | 6 |  | 1 | 20 |  | 0 | 21 |  |  | * |  |  | None | *
3 | - IP-57829 | ROWMARK ULTRA-MATTES BLACK/WHITE 1/8" ENGRAVING PLASTIC # 342402 | 0 | Sub-assembly | Active |  | 2 | 1 |  |  |  | Item | 1 | EA | 100 | 1 | 1 | Date |  |  | 2024-09-30 15:41 |  | * | [6 empty] | 1 |  | 1 | 0 |  | 0 | 7 |  |  | * |  |  | None | *
4 | 10-HOAL-SS0112 | ROWMARK ULTRA-MATTES BLACK/WHITE 1/8" ENGRAVING PLASTIC # 342402 | 0 | Purchased Item | Active |  | 1 | 1 |  |  |  | Item | 0.1125 | SFT | 100 | 1 | 0.1125 | Date |  |  | 2024-09-30 15:41 |  | * | [6 empty] | 0.1125 |  | 1 | 5 |  | 0 | 6 |  |  | * |  |  | None | *
3 | - IP-57828 | ROWMARK ULTRA-MATTES BLACK/WHITE 1/8" ENGRAVING PLASTIC # 342402 | 0 | Sub-assembly | Active |  | 3 | 1 |  |  |  | Item | 1 | EA | 100 | 1 | 1 | Date |  |  | 2024-09-30 15:41 |  | * | [6 empty] | 1 |  | 1 | 0 |  | 0 | 7 |  |  | * |  |  | None | *
4 | 10-HOAL-SS0112 | ROWMARK ULTRA-MATTES BLACK/WHITE 1/8" ENGRAVING PLASTIC # 342402 | 0 | Purchased Item | Active |  | 1 | 1 |  |  |  | Item | 0.1125 | SFT | 100 | 1 | 0.1125 | Date |  |  | 2024-09-30 15:41 |  | * | [6 empty] | 0.1125 |  | 1 | 5 |  | 0 | 6 |  |  | * |  |  | None | *
3 | - IP-57827 | ROWMARK ULTRA-MATTES BLACK/WHITE 1/8" ENGRAVING PLASTIC # 342402 | 0 | Sub-assembly | Active |  | 4 | 1 |  |  |  | Item | 1 | EA | 100 | 1 | 1 | Date |  |  | 2024-09-30 15:41 |  | * | [6 empty] | 1 |  | 1 | 0 |  | 0 | 7 |  |  | * |  |  | None | *
4 | 10-HOAL-SS0112 | ROWMARK ULTRA-MATTES BLACK/WHITE 1/8" ENGRAVING PLASTIC # 342402 | 0 | Purchased Item | Active |  | 1 | 1 |  |  |  | Item | 0.1125 | SFT | 100 | 1 | 0.1125 | Date |  |  | 2024-09-30 15:41 |  | * | [6 empty] | 0.1125 |  | 1 | 5 |  | 0 | 6 |  |  | * |  |  | None | *
3 | - IP-57826 | ROWMARK ULTRA-MATTES BLACK/WHITE 1/8" ENGRAVING PLASTIC # 342402 | 0 | Sub-assembly | Active |  | 5 | 1 |  |  |  | Item | 1 | EA | 100 | 1 | 1 | Date |  |  | 2024-09-30 15:41 |  | * | [6 empty] | 1 |  | 1 | 0 |  | 0 | 7 |  |  | * |  |  | None | *
4 | 10-HOAL-SS0112 | ROWMARK ULTRA-MATTES BLACK/WHITE 1/8" ENGRAVING PLASTIC # 342402 | 0 | Purchased Item | Active |  | 1 | 1 |  |  |  | Item | 0.1125 | SFT | 100 | 1 | 0.1125 | Date |  |  | 2024-09-30 15:41 |  | * | [6 empty] | 0.1125 |  | 1 | 5 |  | 0 | 6 |  |  | * |  |  | None | *
3 | - IP-57825 | ROWMARK ULTRA-MATTES BLACK/WHITE 1/8" ENGRAVING PLASTIC # 342402 | 0 | Sub-assembly | Active |  | 6 | 1 |  |  |  | Item | 1 | EA | 100 | 1 | 1 | Date |  |  | 2024-09-30 15:41 |  | * | [6 empty] | 1 |  | 1 | 0 |  | 0 | 7 |  |  | * |  |  | None | *
4 | 10-HOAL-SS0112 | ROWMARK ULTRA-MATTES BLACK/WHITE 1/8" ENGRAVING PLASTIC # 342402 | 0 | Purchased Item | Active |  | 1 | 1 |  |  |  | Item | 0.1125 | SFT | 100 | 1 | 0.1125 | Date |  |  | 2024-09-30 15:41 |  | * | [6 empty] | 0.1125 |  | 1 | 5 |  | 0 | 6 |  |  | * |  |  | None | *
3 | - IP-57830 | ROWMARK ULTRA-MATTES BLACK/WHITE 1/8" ENGRAVING PLASTIC # 342402 | 0 | Sub-assembly | Active |  | 7 | 1 |  |  |  | Item | 1 | EA | 100 | 1 | 1 | Date |  |  | 2024-09-30 15:41 |  | * | [6 empty] | 1 |  | 1 | 0 |  | 0 | 7 |  |  | * |  |  | None | *
4 | 10-HOAL-SS0112 | ROWMARK ULTRA-MATTES BLACK/WHITE 1/8" ENGRAVING PLASTIC # 342402 | 0 | Purchased Item | Active |  | 1 | 1 |  |  |  | Item | 0.1125 | SFT | 100 | 1 | 0.1125 | Date |  |  | 2024-09-30 15:41 |  | * | [6 empty] | 0.1125 |  | 1 | 5 |  | 0 | 6 |  |  | * |  |  | None | *
3 | 10092747 | Liebert EXM 480v Single Module UPS System 50kVA/50kW, Manuf. PN 51SA050BAA00W2Q, CPQ-632175 | 0 | Purchased Item | Active |  | 9 | 1 |  |  |  | Item | 1 | EA | 100 | 1 | 1 | Date |  |  | 2024-09-30 15:41 |  | * | [6 empty] | 1 |  | 1 | 0 |  | 0 | 1 |  |  | * |  |  | None | *
3 | 10092759 | Liebert EXM 480v Battery Cabinet System. Manuf. PN 51BPBMXA1L10SIB, CPQ-632175 | 0 | Purchased Item | Active |  | 10 | 1 |  |  |  | Item | 1 | EA | 100 | 1 | 1 | Date |  |  | 2024-09-30 15:41 |  | * | [6 empty] | 1 |  | 1 | 0 |  | 0 | 1 |  |  | * |  |  | None | *
3 | 10092804 | Liebert EXM 480v Maintenance Bypass Matching Cabinet, Manuf PN. 51MBB32AA0R1UXD, CPQ-632175 | 0 | Purchased Item | Active |  | 11 | 1 |  |  |  | Item | 1 | EA | 100 | 1 | 1 | Date |  |  | 2024-09-30 15:41 |  | * | [6 empty] | 1 |  | 1 | 0 |  | 0 | 1 |  |  | * |  |  | None | *
2 | - MCYS06-SMA-68092 | TRANSFORMER ASSY - RS LABEL | 0 | Sub-assembly | Active |  | 14 | 1 |  |  |  | Item | 1 | EA | 100 | 1 | 1 | Date |  |  | 2024-09-30 15:41 |  | * | [6 empty] | 1 |  | 1 | 0 |  | 0 | 112 |  |  | * |  |  | None | *
3 | 75-W-58-LOCK-P | 5/8" LOCK WASHER, PLATED | 0 | Purchased Item | Active |  | 1 | 1 |  |  |  | Item | 4 | EA | 100 | 1 | 4 | Date |  |  | 2024-09-30 15:41 |  | * | [6 empty] | 4 |  | 1 | 110 |  | 0 | 111 |  |  | * |  |  | None | *
3 | 75-W-58-FLAT-P | 5/8" FLAT WASHER, PLATED | 0 | Purchased Item | Active |  | 3 | 1 |  |  |  | Item | 4 | EA | 100 | 1 | 4 | Date |  |  | 2024-09-30 15:41 |  | * | [6 empty] | 4 |  | 1 | 80 |  | 0 | 81 |  |  | * |  |  | None | *
3 | 10-EL-ARC-99454 | ELECTRICAL LABEL, ARC FLASH HAZARD APPROPIATE PPE REQUIERED. BRADY LABEL # 99454 | 0 | Purchased Item | Active |  | 4 | 1 |  |  |  | Item | 1 | EA | 100 | 1 | 1 | Date |  |  | 2024-09-30 15:41 |  | * | [6 empty] | 1 |  | 1 | 25 |  | 0 | 26 |  |  | * |  |  | None | *
3 | 75-BH-58112-P | ZINC PLATED-STANDARD HEX BOLT-5/8"-11 THREADS PER INCH X 2" LONG | 0 | Purchased Item | Active |  | 5 | 1 |  |  |  | Item | 4 | EA | 100 | 1 | 4 | Date |  |  | 2024-09-30 15:41 |  | * | [6 empty] | 4 |  | 1 | 42 |  | 0 | 43 |  |  | * |  |  | None | *
3 | 10-TRS-MIT-65K | 65 KVA 3-PH DRIVE-ISOLATION TRANSFORMER, PRI. 450 D, SEC. 480 Y 277, OUTDOOR NEMA 3R, MADDOX GENERAL PURPOSE DRY-TYPE TRANSFORMER (QUOTE # SO-37263) | 0 | Purchased Item | Active |  | 6 | 1 |  |  |  | Item | 1 | EA | 100 | 1 | 1 | Date |  |  | 2024-09-30 15:41 |  | * | [6 empty] | 1 |  | 1 | 42 |  | 0 | 43 |  |  | * |  |  | None | *
2 | - MCYS06-SMA-68084 | ELEC F DOOR ASSY | 0 | Sub-assembly | Active |  | 15 | 1 |  |  |  | Item | 1 | EA | 100 | 1 | 1 | Date |  |  | 2024-09-30 15:41 |  | * | [6 empty] | 1 |  | 1 | 0 |  | 2.9486 | 127 |  |  | * |  |  | None | *
3 | 75-BR-146325A | 1/4" DIAMETER, 0.0630"-0.25" MATERIAL THICKNESS, ALUMINUM BLIND RIVET WITH ALUMINUM MANDREL MCMASTER# 97447A651 | 0 | Purchased Item | Active |  | 1 | 1 |  |  |  | Item | 2 | EA | 100 | 1 | 2 | Date |  |  | 2024-09-30 15:41 |  | * | [6 empty] | 2 |  | 1 | 125 |  | 0 | 126 |  |  | * |  |  | None | *
3 | 75-W-14-BN1458 | ZINC PLATED-NEOPRENE WASHER-9/32"ID - 5/8"OD | 0 | Purchased Item | Active |  | 2 | 1 |  |  |  | Item | 10 | EA | 100 | 1 | 10 | Date |  |  | 2024-09-30 15:41 |  | * | [6 empty] | 10 |  | 1 | 40 |  | 0 | 41 |  |  | * |  |  | None | *
3 | - MCYS06-SMA-68069 | ELEC F DOOR SUB ASSY | A | Sub-assembly | Active |  | 3 | 1 |  |  |  | Item | 1 | EA | 100 | 1 | 1 | Date |  |  | 2024-09-30 15:41 |  | * | [6 empty] | 1 |  | 1 | 2.8837 |  | 2.9486 | 94.8837 |  |  | * |  |  | None | *
4 | - IP-54617 | 1/2 x 3/8 SINGLE COAT PORON-F | 0 | Sub-assembly | Active |  | 1 | 1 |  |  |  | Item | 1 | EA | 100 | 1 | 1 | Date |  |  | 2024-09-30 15:41 |  | * | [6 empty] | 1 |  | 1 | 0 |  | 0 | 7 |  |  | * |  |  | None | *
5 | 85-FOAM-1238 | 1/2 X 3/8 SINGLE COAT PORON-F | 0 | Purchased Item | Active |  | 1 | 1 |  |  |  | Item | 8.584 | FT | 100 | 1 | 8.584 | Date |  |  | 2024-09-30 15:41 |  | * | [6 empty] | 8.584 |  | 1 | 5 |  | 0 | 6 |  |  | * |  |  | None | *
4 | - IP-54616 | 1/2 x 3/8 SINGLE COAT PORON-F | 0 | Sub-assembly | Active |  | 2 | 1 |  |  |  | Item | 1 | EA | 100 | 1 | 1 | Date |  |  | 2024-09-30 15:41 |  | * | [6 empty] | 1 |  | 1 | 0 |  | 0 | 7 |  |  | * |  |  | None | *
5 | 85-FOAM-1238 | 1/2 X 3/8 SINGLE COAT PORON-F | 0 | Purchased Item | Active |  | 1 | 1 |  |  |  | Item | 8.844 | FT | 100 | 1 | 8.844 | Date |  |  | 2024-09-30 15:41 |  | * | [6 empty] | 8.844 |  | 1 | 5 |  | 0 | 6 |  |  | * |  |  | None | *
4 | 75-RN-51618U-AL | 5/16-18 UNC RIVET NUT, THREAD CALL OUT: 518, GRIP RANGE: .027-.150, GRIP CALL OUT:150, HOLE SIZE 17/32, HD:.595, HH:.022, L:.690, D:.530, IL:.470, LB: 1.390, ILB:1.175, IATD:.995 | 0 | Purchased Item | Active |  | 3 | 1 |  |  |  | Item | 6 | EA | 100 | 1 | 6 | Date |  |  | 2024-09-30 15:41 |  | * | [6 empty] | 6 |  | 1 | 5 |  | 0 | 6 |  |  | * |  |  | None | *
4 | - IP-54602 | BRACKET EXTERNAL DOOR DETAIL | C | Sub-assembly | Active |  | 4 | 1 |  |  |  | Item | 4 | EA | 100 | 1 | 4 | Date |  |  | 2024-09-30 15:41 |  | * | [6 empty] | 4 |  | 1 | 0.024346 |  | 0.024346 | 17.0243 |  |  | * |  |  | None | *
5 | 45-GALC-0250 | STEEL,GALV,G90,16 GA,48" COIL | 0 | Purchased Item | Active |  | 10 | 1 |  |  |  | Item | 0.062 | SFT | 100 | 1 | 0.248 | Date |  |  | 2024-09-30 15:41 |  | * |  |  | WIP_APU-1 |  |  |  | 0.248 |  | 1 | 15 |  | 0 | 16 |  |  | * |  |  | None | *
4 | 75-WN-3816-SS | 3/8-16 NDZ WELD NUT 18-8 SS | 0 | Purchased Item | Active |  | 5 | 1 |  |  |  | Item | 2 | EA | 100 | 1 | 2 | Date |  |  | 2024-09-30 15:41 |  | * | [6 empty] | 2 |  | 1 | 40 |  | 0 | 41 |  |  | * |  |  | None | *
4 | - IP-54601 | BRACKET EXTERNAL DOOR DETAIL | C | Sub-assembly | Active |  | 6 | 1 |  |  |  | Item | 4 | EA | 100 | 1 | 4 | Date |  |  | 2024-09-30 15:41 |  | * | [6 empty] | 4 |  | 1 | 0.024346 |  | 0.024346 | 17.0243 |  |  | * |  |  | None | *
5 | 45-GALC-0250 | STEEL,GALV,G90,16 GA,48" COIL | 0 | Purchased Item | Active |  | 10 | 1 |  |  |  | Item | 0.062 | SFT | 100 | 1 | 0.248 | Date |  |  | 2024-09-30 15:41 |  | * |  |  | WIP_APU-1 |  |  |  | 0.248 |  | 1 | 15 |  | 0 | 16 |  |  | * |  |  | None | *
4 | 75-BH-381634-SS | 3/8-16X3/4-HEX/BOLT-S/S | 0 | Purchased Item | Active |  | 7 | 1 |  |  |  | Item | 2 | EA | 100 | 1 | 2 | Date |  |  | 2024-09-30 15:41 |  | * | [6 empty] | 2 |  | 1 | 15 |  | 0 | 16 |  |  | * |  |  | None | *
4 | - MCYSC4-SMA-54610 | DOOR F CYS06 - 36822 - EXTERNAL FRAME ASSY 2 | 0 | Sub-assembly | Active |  | 8 | 1 |  |  |  | Item | 1 | EA | 100 | 1 | 1 | Date |  |  | 2024-09-30 15:41 |  | * | [6 empty] | 1 |  | 1 | 0 |  | 0 | 18 |  |  | * |  |  | None | *
5 | - IP-54608 | EXT.AL.DOOR FRAME AA-60-63 T-5 *POWDER COAT GREY* | 0 | Sub-assembly | Active |  | 5 | 1 |  |  |  | Item | 2 | EA | 100 | 1 | 2 | Date |  |  | 2024-09-30 15:41 |  | * | [6 empty] | 2 |  | 1 | 0 |  | 0 | 17 |  |  | * |  |  | None | *
6 | 30-AD-104072 | EXTRUDED ALUMINUM EXTERNAL DOOR FRAME AA-60-63 T-5, 20 FT LENGHT | 0 | Purchased Item | Active |  | 1 | 1 |  |  |  | Item | 2.578 | FT | 100 | 1 | 5.156 | Date |  |  | 2024-09-30 15:41 |  | * | [6 empty] | 5.156 |  | 1 | 15 |  | 0 | 16 |  |  | * |  |  | None | *
5 | - IP-54609 | EXT.AL.DOOR FRAME AA-60-63 T-5 *POWDER COAT GREY* | 0 | Sub-assembly | Active |  | 6 | 1 |  |  |  | Item | 2 | EA | 100 | 1 | 2 | Date |  |  | 2024-09-30 15:41 |  | * | [6 empty] | 2 |  | 1 | 0 |  | 0 | 17 |  |  | * |  |  | None | *
6 | 30-AD-104072 | EXTRUDED ALUMINUM EXTERNAL DOOR FRAME AA-60-63 T-5, 20 FT LENGHT | 0 | Purchased Item | Active |  | 1 | 1 |  |  |  | Item | 2.245 | FT | 100 | 1 | 4.49 | Date |  |  | 2024-09-30 15:41 |  | * | [6 empty] | 4.49 |  | 1 | 15 |  | 0 | 16 |  |  | * |  |  | None | *
4 | - MCYSC4-SMA-59408 | HANDLE WITH LOCK | 0 | Sub-assembly | Active |  | 9 | 1 |  |  |  | Item | 1 | EA | 100 | 1 | 1 | Date |  |  | 2024-09-30 15:41 |  | * | [6 empty] | 1 |  | 1 | 0 |  | 0 | 62 |  |  | * |  |  | None | *
5 | 76-RCAM-0100 | ROLLER CAM VH 2321S07-R01 #2321S07-R01 | 0 | Purchased Item | Active |  | 1 | 1 |  |  |  | Item | 1 | EA | 100 | 1 | 1 | Date |  |  | 2024-09-30 15:41 |  | * | [6 empty] | 1 |  | 1 | 40 |  | 0 | 41 |  |  | * |  |  | None | *
5 | 76-HOUSING-0100 | MODEL F HANDLE HOUSING W/THREADED SHAFT AND GASKET #265078-S50 | 0 | Purchased Item | Active |  | 2 | 1 |  |  |  | Item | 1 | EA | 100 | 1 | 1 | Date |  |  | 2024-09-30 15:41 |  | * | [6 empty] | 1 |  | 1 | 40 |  | 0 | 41 |  |  | * |  |  | None | *
5 | 76-HANDLE-0110 | Inside Door Handle - Red Hand Grip #265076-50 | 0 | Purchased Item | Active |  | 3 | 1 |  |  |  | Item | 1 | EA | 100 | 1 | 1 | Date |  |  | 2024-09-30 15:41 |  | * | [6 empty] | 1 |  | 1 | 60 |  | 0 | 61 |  |  | * |  |  | None | *
5 | 76-HANDLE-0060 | HANDLE PADLOCK OUTSWING | 0 | Purchased Item | Active |  | 5 | 1 |  |  |  | Item | 1 | EA | 100 | 1 | 1 | Date |  |  | 2024-09-30 15:41 |  | * | [6 empty] | 1 |  | 1 | 60 |  | 0 | 61 |  |  | * |  |  | None | *
4 | - MCYSC4-SMA-54615 | DOOR F CYS06 - 36822 - PANEL SUB ASSY OL 2 | 0 | Sub-assembly | Active |  | 10 | 1 |  |  |  | Item | 1 | EA | 100 | 1 | 1 | Date |  |  | 2024-09-30 15:41 |  | * | [6 empty] | 1 |  | 1 | 0 |  | 0.064923 | 18.0649 |  |  | * |  |  | None | *
5 | - IP-54614 | STEEL,GALV,G90,18GA,60" COIL | A | Sub-assembly | Active |  | 9 | 1 |  |  |  | Item | 1 | EA | 100 | 1 | 1 | Date |  |  | 2024-09-30 15:41 |  | * | [6 empty] | 1 |  | 1 | 0.064923 |  | 0.064923 | 17.0649 |  |  | * |  |  | None | *
6 | 45-GALC-0350 | STEEL,GALV,G90,18GA,48" COIL | 0 | Purchased Item | Active |  | 100009 | 1 |  |  |  | Item | 4.1202 | SFT | 100 | 1 | 4.1202 | Date |  |  | 2024-10-15 09:57 |  | * |  |  | WIP_APU-1 |  |  |  | 4.1202 |  | 1 | 15 |  | 0 | 16 |  |  | * |  |  | None | *
5 | - IP-54613 | STEEL,JKT,A60,16 GA,60" COIL | A | Sub-assembly | Active |  | 10 | 1 |  |  |  | Item | 1 | EA | 100 | 1 | 1 | Date |  |  | 2024-09-30 15:41 |  | * | [6 empty] | 1 |  | 1 | 0.064923 |  | 0.064923 | 17.0649 |  |  | * |  |  | None | *
6 | 45-GALC-0225 | STEEL,JKT,A60,16 GA,60" COIL | 0 | Purchased Item | Active |  | 1 | 1 |  |  |  | Item | 5.229 | SFT | 100 | 1 | 5.229 | Date |  |  | 2024-09-30 15:41 |  | * | [6 empty] | 5.229 |  | 1 | 15 |  | 0 | 16 |  |  | * |  |  | None | *
5 | - IP-54611 | EXT.AL.DOOR FRAME AA-60-63 T-5 MILL FINISH | 0 | Sub-assembly | Active |  | 11 | 1 |  |  |  | Item | 2 | EA | 100 | 1 | 2 | Date |  |  | 2024-09-30 15:41 |  | * | [6 empty] | 2 |  | 1 | 0 |  | 0 | 17 |  |  | * |  |  | None | *
6 | 30-AD-104071 | EXTRUDED ALUMINUM INTERNAL DOOR FRAME AA-60-63 T-5, 20 FT LENGHT | 0 | Purchased Item | Active |  | 1 | 1 |  |  |  | Item | 2.37 | FT | 100 | 1 | 4.74 | Date |  |  | 2024-09-30 15:41 |  | * | [6 empty] | 4.74 |  | 1 | 15 |  | 0 | 16 |  |  | * |  |  | None | *
5 | - IP-54612 | EXT.AL.DOOR FRAME AA-60-63 T-5 MILL FINISH | 0 | Sub-assembly | Active |  | 12 | 1 |  |  |  | Item | 2 | EA | 100 | 1 | 2 | Date |  |  | 2024-09-30 15:41 |  | * | [6 empty] | 2 |  | 1 | 0 |  | 0 | 17 |  |  | * |  |  | None | *
6 | 30-AD-104071 | EXTRUDED ALUMINUM INTERNAL DOOR FRAME AA-60-63 T-5, 20 FT LENGHT | 0 | Purchased Item | Active |  | 1 | 1 |  |  |  | Item | 2.036 | FT | 100 | 1 | 4.072 | Date |  |  | 2024-09-30 15:41 |  | * | [6 empty] | 4.072 |  | 1 | 15 |  | 0 | 16 |  |  | * |  |  | None | *
4 | - MCYSC4-SMA-54758 | HANDLE 0100 SUB ASSY | 0 | Sub-assembly | Active |  | 11 | 1 |  |  |  | Item | 1 | EA | 100 | 1 | 1 | Date |  |  | 2024-09-30 15:41 |  | * | [6 empty] | 1 |  | 1 | 0 |  | 0 | 62 |  |  | * |  |  | None | *
5 | 76-RCAM-0100 | ROLLER CAM VH 2321S07-R01 #2321S07-R01 | 0 | Purchased Item | Active |  | 5 | 1 |  |  |  | Item | 1 | EA | 100 | 1 | 1 | Date |  |  | 2024-09-30 15:41 |  | * | [6 empty] | 1 |  | 1 | 40 |  | 0 | 41 |  |  | * |  |  | None | *
5 | 76-HOUSING-0100 | MODEL F HANDLE HOUSING W/THREADED SHAFT AND GASKET #265078-S50 | 0 | Purchased Item | Active |  | 6 | 1 |  |  |  | Item | 1 | EA | 100 | 1 | 1 | Date |  |  | 2024-09-30 15:41 |  | * | [6 empty] | 1 |  | 1 | 40 |  | 0 | 41 |  |  | * |  |  | None | *
5 | 76-HANDLE-0110 | Inside Door Handle - Red Hand Grip #265076-50 | 0 | Purchased Item | Active |  | 8 | 1 |  |  |  | Item | 1 | EA | 100 | 1 | 1 | Date |  |  | 2024-09-30 15:41 |  | * | [6 empty] | 1 |  | 1 | 60 |  | 0 | 61 |  |  | * |  |  | None | *
5 | 76-HANDLE-0100 | HANDLE STANDARD OUTSWING | 0 | Purchased Item | Active |  | 9 | 1 |  |  |  | Item | 1 | EA | 100 | 1 | 1 | Date |  |  | 2024-09-30 15:41 |  | * | [6 empty] | 1 |  | 1 | 60 |  | 0 | 61 |  |  | * |  |  | None | *
4 | 75-HINGE-0150-S | HINGE HALF FRAME SK-002 STAINLESS STEEL | 0 | Purchased Item | Active |  | 12 | 1 |  |  |  | Item | 2 | EA | 100 | 1 | 2 | Date |  |  | 2024-09-30 15:41 |  | * | [6 empty] | 2 |  | 1 | 50 |  | 0 | 51 |  |  | * |  |  | None | *
4 | 75-HINGE-0140-S | HINGE HALF DOOR SK-001 STAINLESS STEEL | 0 | Purchased Item | Active |  | 13 | 1 |  |  |  | Item | 2 | EA | 100 | 1 | 2 | Date |  |  | 2024-09-30 15:41 |  | * | [6 empty] | 2 |  | 1 | 90 |  | 0 | 91 |  |  | * |  |  | None | *
4 | 75-W-38-R-SEAL | RUBBER-RUBBER CUSHION SEAL WASHER-3/8" | 0 | Purchased Item | Active |  | 14 | 1 |  |  |  | Item | 2 | EA | 100 | 1 | 2 | Date |  |  | 2024-09-30 15:41 |  | * | [6 empty] | 2 |  | 1 | 20 |  | 0 | 21 |  |  | * |  |  | None | *
4 | 75-BCS-516181 | 5/16-18 X 1 BTN SOC CAP SCRW 18-8 SS | 0 | Purchased Item | Active |  | 15 | 1 |  |  |  | Item | 6 | EA | 100 | 1 | 6 | Date |  |  | 2024-09-30 15:41 |  | * | [6 empty] | 6 |  | 1 | 5 |  | 0 | 6 |  |  | * |  |  | None | *
4 | 75-FAST-0242 | 304 STAINLESS STEEL - COTTER PIN - 1/16" X 1/2" | 0 | Purchased Item | Active |  | 16 | 1 |  |  |  | Item | 2 | EA | 100 | 1 | 2 | Date |  |  | 2024-09-30 15:41 |  | * | [6 empty] | 2 |  | 1 | 5 |  | 0 | 6 |  |  | * |  |  | None | *
4 | 75-SCRW-0104 | 304 STAINLESS STEEL -TEK SCREW - #10 X 3/4" LONG | 0 | Purchased Item | Active |  | 17 | 1 |  |  |  | Item | 16 | EA | 100 | 1 | 16 | Date |  |  | 2024-09-30 15:41 |  | * | [6 empty] | 16 |  | 1 | 20 |  | 0 | 21 |  |  | * |  |  | None | *
4 | 75-FAST-0254 | 304 STAINLESS STEEL - CLEVIS PIN - 1/4" X 1-5/8" | 0 | Purchased Item | Active |  | 18 | 1 |  |  |  | Item | 2 | EA | 100 | 1 | 2 | Date |  |  | 2024-09-30 15:41 |  | * | [6 empty] | 2 |  | 1 | 5 |  | 0 | 6 |  |  | * |  |  | None | *
4 | - MCYS06-SVA-66273 | SUB ASSY VIRTUAL PARTS DOORS | 0 | Phantom item | Active |  | 19 | 1 |  |  |  | Item | 1 | EA | 100 | 1 | 1 | Date |  |  | 2024-09-30 15:41 |  | * | [6 empty] | 1 |  | 1 | 0 |  | 0 | 32 |  |  | * |  |  | None
5 | 85-ADH-3M-740G2 | 3M HYBRID SEALANT 740 (GRAY), 290ML. CASTRIDGE | 0 | Purchased Item | Active |  | 1 | 1 |  |  |  | Item | 0.35 | EA | 100 | 1 | 0.35 | Date |  |  | 2024-09-30 15:41 |  | * | [6 empty] | 0.35 |  | 1 | 30 |  | 0 | 31 |  |  | * |  |  | None | *
5 | 85-GASK-B273BT | SQUARE GASKET 0.5" X 0.38" WATER TIGHT RUBBER SEAL TRIM-LOK P/N: B273BT SINGLE | 0 | Purchased Item | Active |  | 2 | 1 |  |  |  | Item | 19 | FT | 100 | 1 | 19 | Date |  |  | 2024-09-30 15:41 |  | * | [6 empty] | 19 |  | 1 | 5 |  | 0 | 6 |  |  | * |  |  | None | *
5 | 85-TAPE-0123 | 1"X 36 YD 3M VHB TAPE 4611 | 0 | Purchased Item | Active |  | 3 | 1 |  |  |  | Item | 17.5 | FT | 100 | 1 | 17.5 | Date |  |  | 2024-09-30 15:41 |  | * | [6 empty] | 17.5 |  | 1 | 30 |  | 0 | 31 |  |  | * |  |  | None | *
3 | - 194552P4 | LABEL HIGH SCCR WARNING | 3 | Purchased Item | Active |  | 4 | 1 |  |  |  | Item | 1 | EA | 100 | 1 | 1 | Date |  |  | 2024-10-12 |  | * | [6 empty] | 1 |  | 1 | 5 |  | 0 | 6 |  |  | * |  |  | None | *
4 | 168187 | PRE-PRINTED LABEL SPEC | 0 | Reference Item - Document Management | Active |  | 1 | 1 |  |  |  | Item | 0 | REF | 100 | 1 | 0 | Date |  |  | 2024-10-12 |  | * | CCO-80534 | [5 empty] | 0 |  | 1 | 5 |  | 0 | 5 | [5 empty] | None
4 | 194552 | LABELS FOR SCCR | _10 | Reference Item - Document Management | Active |  | 99999 | 1 |  |  |  | Item | 0 | EA | 100 | 1 | 0 | Date |  |  | 2024-10-12 |  | * | [6 empty] | 0 |  | 1 | 0 |  | 0 | 0 | [5 empty] | None
3 | - 1A12743P2 | WARN RISK ELEC SHOCK/ARC FLASH | 0 | Purchased Item | Active |  | 5 | 1 |  |  |  | Item | 1 | EA | 100 | 1 | 1 | Date |  |  | 2024-10-12 |  | * | [6 empty] | 1 |  | 1 | 5 |  | 0 | 6 |  |  | * |  |  | None | *
4 | 168187 | PRE-PRINTED LABEL SPEC | 0 | Reference Item - Document Management | Active |  | 1 | 1 |  |  |  | Item | 0 | REF | 100 | 1 | 0 | Date |  |  | 2024-10-12 |  | * | [6 empty] | 0 |  | 1 | 5 |  | 0 | 5 | [5 empty] | None
4 | 112743 | LABEL WARNING RISK ELEC SHOCK | 0 | Reference Item - Document Management | Active |  | 99999 | 1 |  |  |  | Item | 0 | EA | 100 | 1 | 0 | Date |  |  | 2024-10-12 |  | * | [6 empty] | 0 |  | 1 | 5 |  | 0 | 5 | [5 empty] | None
3 | - MCYSC4-SMA-54723 | DOOR STOP - LEFT JKT 1 | 0 | Sub-assembly | Active |  | 6 | 1 |  |  |  | Item | 1 | EA | 100 | 1 | 1 | Date |  |  | 2024-09-30 15:41 |  | * | [6 empty] | 1 |  | 1 | 0 |  | 0.064923 | 22 |  |  | * |  |  | None | *
4 | 75-RB-11438 | RUBBER BUMPER, RED, 1-1/4" DIA. X 1-1/4” HGT., 3/8"-16 THREADED HOLE, SHORE 85A, MCMASTER 9546K51 | 0 | Purchased Item | Active |  | 1 | 1 |  |  |  | Item | 1 | EA | 100 | 1 | 1 | Date |  |  | 2024-09-30 15:41 |  | * | [6 empty] | 1 |  | 1 | 5 |  | 0 | 6 |  |  | * |  |  | None | *
4 | 75-SCWH-14-114 | 1/4-14x1 1/4" SELF DRILL S.H.W PL | 0 | Purchased Item | Active |  | 2 | 1 |  |  |  | Item | 2 | EA | 100 | 1 | 2 | Date |  |  | 2024-09-30 15:41 |  | * | [6 empty] | 2 |  | 1 | 20 |  | 0 | 21 |  |  | * |  |  | None | *
4 | - IP-54719 | 16ga GA Jkt coil 60 | A | Sub-assembly | Active |  | 3 | 1 |  |  |  | Item | 1 | EA | 100 | 1 | 1 | Date |  |  | 2024-09-30 15:41 |  | * | [6 empty] | 1 |  | 1 | 0.064923 |  | 0.064923 | 17.0649 |  |  | * |  |  | None | *
5 | 45-GALV-0130 | STEEL,JKT,A60,12GA,60X120 | 0 | Purchased Item | Active |  | 100009 | 1 |  |  |  | Item | 0.025 | SFT | 100 | 1 | 0.025 | Date |  |  | 2024-10-15 09:58 |  | * |  |  | WIP_APU-1 |  |  |  | 0.025 |  | 1 | 15 |  | 0 | 16 |  |  | * |  |  | None | *
4 | 75-W-38-LOCK-P | Zinc Plated-Lock Washer-3/8" | 0 | Purchased Item | Active |  | 4 | 1 |  |  |  | Item | 1 | EA | 100 | 1 | 1 | Date |  |  | 2024-09-30 15:41 |  | * | [6 empty] | 1 |  | 1 | 20 |  | 0 | 21 |  |  | * |  |  | None | *
4 | 75-BH-381634-P | 3/8-16X3/4-HEX/BOLT-PLT-G5 | 0 | Purchased Item | Active |  | 5 | 1 |  |  |  | Item | 1 | EA | 100 | 1 | 1 | Date |  |  | 2024-09-30 15:41 |  | * | [6 empty] | 1 |  | 1 | 5 |  | 0 | 6 |  |  | * |  |  | None | *
4 | 75-W-38-FLAT-P | Zinc Plated-Flat Washer-3/8" | 0 | Purchased Item | Active |  | 6 | 1 |  |  |  | Item | 1 | EA | 100 | 1 | 1 | Date |  |  | 2024-09-30 15:41 |  | * | [6 empty] | 1 |  | 1 | 15 |  | 0 | 16 |  |  | * |  |  | None | *
3 | - IP-59362 | 16ga GA Jkt coil 60 | M | Sub-assembly | Active |  | 7 | 1 |  |  |  | Item | 2 | EA | 100 | 1 | 2 | Date |  |  | 2024-09-30 15:41 |  | * | [6 empty] | 2 |  | 1 | 0.064923 |  | 0.064923 | 17.0649 |  |  | * |  |  | None | *
4 | 45-GALC-0225 | STEEL,JKT,A60,16 GA,60" COIL | 0 | Purchased Item | Active |  | 1 | 1 |  |  |  | Item | 1.0679 | SFT | 100 | 1 | 2.1358 | Date |  |  | 2024-09-30 15:41 |  | * | [6 empty] | 2.1358 |  | 1 | 15 |  | 0 | 16 |  |  | * |  |  | None | *
4 | IP-59362_DOC | 16ga GA Jkt coil 60 | 0 | Reference Item - Document Management | Active |  | 99999 | 1 |  |  |  | Item | 1 | EA | 100 | 1 | 2 | Date |  |  | 2024-09-30 15:41 |  | * | [6 empty] | 2 |  | 1 |  |  | 0 | 0 | [5 empty] | None
3 | - IP-59361 | 16ga GA Jkt coil 60 | M | Sub-assembly | Active |  | 8 | 1 |  |  |  | Item | 2 | EA | 100 | 1 | 2 | Date |  |  | 2024-09-30 15:41 |  | * | [6 empty] | 2 |  | 1 | 0.064923 |  | 0.064923 | 17.0649 |  |  | * |  |  | None | *
4 | 45-GALC-0225 | STEEL,JKT,A60,16 GA,60" COIL | 0 | Purchased Item | Active |  | 1 | 1 |  |  |  | Item | 0.94277 | SFT | 100 | 1 | 1.8855 | Date |  |  | 2024-09-30 15:41 |  | * | [6 empty] | 1.8855 |  | 1 | 15 |  | 0 | 16 |  |  | * |  |  | None | *
4 | IP-59361_DOC | 16ga GA Jkt coil 60 | 0 | Reference Item - Document Management | Active |  | 99999 | 1 |  |  |  | Item | 1 | EA | 100 | 1 | 2 | Date |  |  | 2024-09-30 15:41 |  | * | [6 empty] | 2 |  | 1 |  |  | 0 | 0 | [5 empty] | None
3 | 75-SCWR-818-34 | SELF DRILLING SCREW 8-18, 3/4" LENGTH, ZINC PLATED PAN HEAD PHILLIPS, PART NO. 94060A197 | 0 | Purchased Item | Active |  | 9 | 1 |  |  |  | Item | 18 | EA | 100 | 1 | 18 | Date |  |  | 2024-09-30 15:41 |  | * | [6 empty] | 18 |  | 1 | 40 |  | 0 | 41 |  |  | * |  |  | None | *
3 | 75-SCWH-14-114 | 1/4-14x1 1/4" SELF DRILL S.H.W PL | 0 | Purchased Item | Active |  | 10 | 1 |  |  |  | Item | 30 | EA | 100 | 1 | 30 | Date |  |  | 2024-09-30 15:41 |  | * | [6 empty] | 30 |  | 1 | 20 |  | 0 | 21 |  |  | * |  |  | None | *
3 | - MCYS06-SMA-68075 | ELEC F DOOR RAIN LIPS ASSY | 0 | Sub-assembly | Active |  | 11 | 1 |  |  |  | Item | 1 | EA | 100 | 1 | 1 | Date |  |  | 2024-09-30 15:41 |  | * | [6 empty] | 1 |  | 1 | 0 |  | 0.064923 | 22 |  |  | * |  |  | None | *
4 | 75-SCWH-14-114 | 1/4-14x1 1/4" SELF DRILL S.H.W PL | 0 | Purchased Item | Active |  | 1 | 1 |  |  |  | Item | 9 | EA | 100 | 1 | 9 | Date |  |  | 2024-09-30 15:41 |  | * | [6 empty] | 9 |  | 1 | 20 |  | 0 | 21 |  |  | * |  |  | None | *
4 | - IP-57642 | C-RG-25, MATERIAL: 16 GA JKT | A | Sub-assembly | Active |  | 2 | 1 |  |  |  | Item | 1 | EA | 100 | 1 | 1 | Date |  |  | 2024-09-30 15:41 |  | * | [6 empty] | 1 |  | 1 | 0.064923 |  | 0.064923 | 17.0649 |  |  | * |  |  | None | *
5 | 45-GALC-0225 | STEEL,JKT,A60,16 GA,60" COIL | 0 | Purchased Item | Active |  | 1 | 1 |  |  |  | Item | 1.59 | SFT | 100 | 1 | 1.59 | Date |  |  | 2024-09-30 15:41 |  | * | [6 empty] | 1.59 |  | 1 | 15 |  | 0 | 16 |  |  | * |  |  | None | *
3 | - IP-57833 | ROWMARK ULTRA-MATTES BLACK/WHITE 1/8" ENGRAVING PLASTIC # 342402 | 0 | Sub-assembly | Active |  | 12 | 1 |  |  |  | Item | 1 | EA | 100 | 1 | 1 | Date |  |  | 2024-09-30 15:41 |  | * | [6 empty] | 1 |  | 1 | 0 |  | 0 | 7 |  |  | * |  |  | None | *
4 | 10-HOAL-SS0112 | ROWMARK ULTRA-MATTES BLACK/WHITE 1/8" ENGRAVING PLASTIC # 342402 | 0 | Purchased Item | Active |  | 1 | 1 |  |  |  | Item | 0.1125 | SFT | 100 | 1 | 0.1125 | Date |  |  | 2024-09-30 15:41 |  | * | [6 empty] | 0.1125 |  | 1 | 5 |  | 0 | 6 |  |  | * |  |  | None | *
3 | - IP-57832 | ROWMARK ULTRA-MATTES BLACK/WHITE 1/8" ENGRAVING PLASTIC # 342402 | 0 | Sub-assembly | Active |  | 13 | 1 |  |  |  | Item | 1 | EA | 100 | 1 | 1 | Date |  |  | 2024-09-30 15:41 |  | * | [6 empty] | 1 |  | 1 | 0 |  | 0 | 7 |  |  | * |  |  | None | *
4 | 10-HOAL-SS0112 | ROWMARK ULTRA-MATTES BLACK/WHITE 1/8" ENGRAVING PLASTIC # 342402 | 0 | Purchased Item | Active |  | 1 | 1 |  |  |  | Item | 0.1125 | SFT | 100 | 1 | 0.1125 | Date |  |  | 2024-09-30 15:41 |  | * | [6 empty] | 0.1125 |  | 1 | 5 |  | 0 | 6 |  |  | * |  |  | None | *
3 | - IP-59304 | 16ga GA Brt coil 60 | N | Sub-assembly | Active |  | 14 | 1 |  |  |  | Item | 2 | EA | 100 | 1 | 2 | Date |  |  | 2024-09-30 15:41 |  | * | [6 empty] | 2 |  | 1 | 0.064923 |  | 0.064923 | 17.0649 |  |  | * |  |  | None | *
4 | 45-GALC-0275 | STEEL,GALV,G90,16 GA,60" COIL | 0 | Purchased Item | Active |  | 1 | 1 |  |  |  | Item | 1.0717 | SFT | 100 | 1 | 2.1433 | Date |  |  | 2024-09-30 15:41 |  | * | [6 empty] | 2.1433 |  | 1 | 15 |  | 0 | 16 |  |  | * |  |  | None | *
4 | IP-59304_DOC | 16ga GA Brt coil 60 | 0 | Reference Item - Document Management | Active |  | 99999 | 1 |  |  |  | Item | 1 | EA | 100 | 1 | 2 | Date |  |  | 2024-09-30 15:41 |  | * | [6 empty] | 2 |  | 1 |  |  | 0 | 0 | [5 empty] | None
3 | - IP-59303 | 16ga GA Brt coil 60 | N | Sub-assembly | Active |  | 15 | 1 |  |  |  | Item | 2 | EA | 100 | 1 | 2 | Date |  |  | 2024-09-30 15:41 |  | * | [6 empty] | 2 |  | 1 | 0.064923 |  | 0.064923 | 17.0649 |  |  | * |  |  | None | *
4 | 45-GALC-0275 | STEEL,GALV,G90,16 GA,60" COIL | 0 | Purchased Item | Active |  | 1 | 1 |  |  |  | Item | 0.94652 | SFT | 100 | 1 | 1.893 | Date |  |  | 2024-09-30 15:41 |  | * | [6 empty] | 1.893 |  | 1 | 15 |  | 0 | 16 |  |  | * |  |  | None | *
4 | IP-59303_DOC | 16ga GA Brt coil 60 | 0 | Reference Item - Document Management | Active |  | 99999 | 1 |  |  |  | Item | 1 | EA | 100 | 1 | 2 | Date |  |  | 2024-09-30 15:41 |  | * | [6 empty] | 2 |  | 1 |  |  | 0 | 0 | [5 empty] | None
2 | - MCYS06-SMA-68073 | INTERIOR CABINET DAMPER | A | Sub-assembly | Active |  | 16 | 1 |  |  |  | Item | 1 | EA | 100 | 1 | 1 | Date |  |  | 2024-09-30 15:41 |  | * | [6 empty] | 1 |  | 1 | 0.10821 |  | 0.17313 | 55.1082 |  |  | * |  |  | None | *
3 | 75-SCWH-14-114 | 1/4-14x1 1/4" SELF DRILL S.H.W PL | 0 | Purchased Item | Active |  | 1 | 1 |  |  |  | Item | 24 | EA | 100 | 1 | 24 | Date |  |  | 2024-09-30 15:41 |  | * | [6 empty] | 24 |  | 1 | 20 |  | 0 | 21 |  |  | * |  |  | None | *
3 | - MCYSC4-SMA-54564 | 12.75"x52" DAMPER | 0 | Sub-assembly | Active |  | 2 | 1 |  |  |  | Item | 1 | EA | 100 | 1 | 1 | Date |  |  | 2024-09-30 15:41 |  | * | [6 empty] | 1 |  | 1 | 0 |  | 0.064923 | 54 |  |  | * |  |  | None | *
4 | - MCYSC4-SMA-59344 | BLADE SUB-ASSY MCYSC4 59344 | 0 | Sub-assembly | Active |  | 2 | 1 |  |  |  | Item | 1 | EA | 100 | 1 | 1 | Date |  |  | 2024-09-30 15:41 |  | * | [6 empty] | 1 |  | 1 | 0 |  | 0 | 53 |  |  | * |  |  | None | *
5 | - IP-59345 | Extruded Aluminum, AF Damper blade, clear anodized, 20' | 0 | Sub-assembly | Active |  | 7 | 1 |  |  |  | Item | 1 | EA | 100 | 1 | 1 | Date |  |  | 2024-09-30 15:41 |  | * | [6 empty] | 1 |  | 1 | 0 |  | 0 | 52 |  |  | * |  |  | None | *
6 | 80-DAMP-0270 | EXTRUDED ALUM. AF DAMPER BLADE. CLEAR ANODIZED. | 0 | Purchased Item | Active |  | 1 | 1 |  |  |  | Item | 4.266 | FT | 100 | 1 | 4.266 | Date |  |  | 2024-09-30 15:41 |  | * | [6 empty] | 4.266 |  | 1 | 50 |  | 0 | 51 |  |  | * |  |  | None | *
5 | - IP-69818 | STEEL,GALV,G90,10GA,48x120 | 0 | Sub-assembly | Active |  | 9 | 1 |  |  |  | Item | 2 | EA | 100 | 1 | 2 | Date |  |  | 2024-09-30 15:41 |  | * | [6 empty] | 2 |  | 1 | 0 |  | 0 | 12 |  |  | * |  |  | None | *
6 | 45-GALV-0305 | STEEL,GALV,G90,10GA,48X120 | 0 | Purchased Item | Active |  | 1 | 1 |  |  |  | Item | 0.012 | SFT | 100 | 1 | 0.024 | Date |  |  | 2024-09-30 15:41 |  | * | [6 empty] | 0.024 |  | 1 | 10 |  | 0 | 11 |  |  | * |  |  | None | *
5 | - IP-59346 | SINGLE/DOUBLE DAMPER GASKET BULB DAMPER BLADE SEAL #092010A | 0 | Sub-assembly | Active |  | 10 | 1 |  |  |  | Item | 1 | EA | 100 | 1 | 1 | Date |  |  | 2024-09-30 15:41 |  | * | [6 empty] | 1 |  | 1 | 0 |  | 0 | 52 |  |  | * |  |  | None | *
6 | 80-DAMP-092010A | SINGLE/DOUBLE DAMPER GASKET BULB DAMPER BLADE SEAL #092010A | 0 | Purchased Item | Active |  | 1 | 1 |  |  |  | Item | 4.266 | FT | 100 | 1 | 4.266 | Date |  |  | 2024-09-30 15:41 |  | * | [6 empty] | 4.266 |  | 1 | 50 |  | 0 | 51 |  |  | * |  |  | None | *
5 | 75-FAST-0251 | ZINC PLATED - CLEVIS PIN - 1/4" X 1/2" | 0 | Purchased Item | Active |  | 11 | 1 |  |  |  | Item | 2 | EA | 100 | 1 | 2 | Date |  |  | 2024-09-30 15:41 |  | * | [6 empty] | 2 |  | 1 | 15 |  | 0 | 16 |  |  | * |  |  | None | *
5 | - ENDSHAFT | ZINC PLATED SQUARE BAR 3/8""x72"" | 0 | Sub-assembly | Active |  | 12 | 1 |  |  |  | Item | 2 | EA | 100 | 1 | 2 | Date |  |  | 2024-09-30 15:41 |  | * | [6 empty] | 2 |  | 1 | 0 |  | 0 | 17 |  |  | * |  |  | None | *
6 | 40-SB-3872-ZP | SQUARE BAR - C1018 - ZINC PLATED - 3/8" DIA X 72" | 0 | Purchased Item | Active |  | 1 | 1 |  |  |  | Item | 0.25 | FT | 100 | 1 | 0.5 | Date |  |  | 2024-09-30 15:41 |  | * | [6 empty] | 0.5 |  | 1 | 15 |  | 0 | 16 |  |  | * |  |  | None | *
5 | 80-BUSHING-3/8 | BUSHING - NYLON - GALVANIZED G90 - 0.38 DIAMETER - XX.X LENGTH | 0 | Purchased Item | Active |  | 13 | 1 |  |  |  | Item | 2 | EA | 100 | 1 | 2 | Date |  |  | 2024-09-30 15:41 |  | * | [6 empty] | 2 |  | 1 | 40 |  | 0 | 41 |  |  | * |  |  | None | *
4 | - IP-69817 | STEEL,GALV,G90,12GA,48x96 | 0 | Sub-assembly | Active |  | 4 | 1 |  |  |  | Item | 2 | EA | 100 | 1 | 2 | Date |  |  | 2024-09-30 15:41 |  | * | [6 empty] | 2 |  | 1 | 0 |  | 0 | 22 |  |  | * |  |  | None | *
5 | 45-GALV-0310 | STEEL,GALV,G90,12GA,48X96 | 0 | Purchased Item | Active |  | 1 | 1 |  |  |  | Item | 0.025 | SFT | 100 | 1 | 0.05 | Date |  |  | 2024-09-30 15:41 |  | * | [6 empty] | 0.05 |  | 1 | 20 |  | 0 | 21 |  |  | * |  |  | None | *
4 | - IP-69816 | STEEL,GALV,G90,16 GA,48" COIL | 0 | Sub-assembly | Active |  | 6 | 1 |  |  |  | Item | 4 | EA | 100 | 1 | 4 | Date |  |  | 2024-09-30 15:41 |  | * | [6 empty] | 4 |  | 1 | 0 |  | 0 | 17 |  |  | * |  |  | None | *
5 | 45-GALC-0250 | STEEL,GALV,G90,16 GA,48" COIL | 0 | Purchased Item | Active |  | 1 | 1 |  |  |  | Item | 0.04 | SFT | 100 | 1 | 0.16 | Date |  |  | 2024-09-30 15:41 |  | * | [6 empty] | 0.16 |  | 1 | 15 |  | 0 | 16 |  |  | * |  |  | None | *
4 | - SHAFT | ZINC PLATED SQUARE BAR 3/8""x72"" | 0 | Sub-assembly | Active |  | 7 | 1 |  |  |  | Item | 1 | EA | 100 | 1 | 1 | Date |  |  | 2024-09-30 15:41 |  | * | [6 empty] | 1 |  | 1 | 0 |  | 0 | 17 |  |  | * |  |  | None | *
5 | 40-SB-3872-ZP | SQUARE BAR - C1018 - ZINC PLATED - 3/8" DIA X 72" | 0 | Purchased Item | Active |  | 1 | 1 |  |  |  | Item | 0.448 | FT | 100 | 1 | 0.448 | Date |  |  | 2024-09-30 15:41 |  | * | [6 empty] | 0.448 |  | 1 | 15 |  | 0 | 16 |  |  | * |  |  | None | *
4 | 75-FAST-0242 | 304 STAINLESS STEEL - COTTER PIN - 1/16" X 1/2" | 0 | Purchased Item | Active |  | 8 | 1 |  |  |  | Item | 4 | EA | 100 | 1 | 4 | Date |  |  | 2024-09-30 15:41 |  | * | [6 empty] | 4 |  | 1 | 5 |  | 0 | 6 |  |  | * |  |  | None | *
4 | 80-DAMP-0175 | QUADRANT 8051 QUADLINE 3/8" (DURO DYME PART NUMBER KS385) | 0 | Purchased Item | Active |  | 9 | 1 |  |  |  | Item | 1 | EA | 100 | 1 | 1 | Date |  |  | 2024-09-30 15:41 |  | * | [6 empty] | 1 |  | 1 | 50 |  | 0 | 51 |  |  | * |  |  | None | *
4 | - IP-54571 | S/S ARC END SEAL #5/8 HOLE 5-3/4 12' | 0 | Sub-assembly | Active |  | 10 | 1 |  |  |  | Item | 2 | EA | 100 | 1 | 2 | Date |  |  | 2024-09-30 15:41 |  | * | [6 empty] | 2 |  | 1 | 0 |  | 0 | 52 |  |  | * |  |  | None | *
5 | 80-DAMP-0188 | ARC END SEAL - 30 GA. STAINLESS STEEL | 0 | Purchased Item | Active |  | 1 | 1 |  |  |  | Item | 1 | FT | 100 | 1 | 2 | Date |  |  | 2024-09-30 15:41 |  | * | [6 empty] | 2 |  | 1 | 50 |  | 0 | 51 |  |  | * |  |  | None | *
5 | IP-54571_DOC | S/S ARC END SEAL #5/8 HOLE 5-3/4 12' | 0 | Reference Item - Document Management | Active |  | 99999 | 1 |  |  |  | Item | 1 | EA | 100 | 1 | 2 | Date |  |  | 2024-09-30 15:41 |  | * | [6 empty] | 2 |  | 1 |  |  | 0 | 0 | [5 empty] | None
4 | 75-SWHS-14-34 | #14 X 3/4 S-HWH SMS HRD STL ZN | 0 | Purchased Item | Active |  | 11 | 1 |  |  |  | Item | 12 | EA | 100 | 1 | 12 | Date |  |  | 2024-09-30 15:41 |  | * | [6 empty] | 12 |  | 1 | 20 |  | 0 | 21 |  |  | * |  |  | None | *
4 | - IP-59347 | STEEL,GALV,G90,16 GA,48" COIL | 0 | Sub-assembly | Active |  | 12 | 1 |  |  |  | Item | 2 | EA | 100 | 1 | 2 | Date |  |  | 2024-09-30 15:41 |  | * | [6 empty] | 2 |  | 1 | 0.064923 |  | 0.064923 | 17.0649 |  |  | * |  |  | None | *
5 | 45-GALC-0250 | STEEL,GALV,G90,16 GA,48" COIL | 0 | Purchased Item | Active |  | 1 | 1 |  |  |  | Item | 0.357 | SFT | 100 | 1 | 0.714 | Date |  |  | 2024-09-30 15:41 |  | * | [6 empty] | 0.714 |  | 1 | 15 |  | 0 | 16 |  |  | * |  |  | None | *
5 | IP-59347_DOC | STEEL,GALV,G90,16 GA,48" COIL | 0 | Reference Item - Document Management | Active |  | 99999 | 1 |  |  |  | Item | 1 | EA | 100 | 1 | 2 | Date |  |  | 2024-09-30 15:41 |  | * | [6 empty] | 2 |  | 1 |  |  | 0 | 0 | [5 empty] | None
4 | - IP-54572 | STEEL,GALV,G90,16 GA,48" COIL | 0 | Sub-assembly | Active |  | 13 | 1 |  |  |  | Item | 2 | EA | 100 | 1 | 2 | Date |  |  | 2024-09-30 15:41 |  | * | [6 empty] | 2 |  | 1 | 0.064923 |  | 0.064923 | 31.0649 |  |  | * |  |  | None | *
5 | 45-GALC-0250 | STEEL,GALV,G90,16 GA,48" COIL | 0 | Purchased Item | Active |  | 1 | 1 |  |  |  | Item | 1 | SFT | 100 | 1 | 2 | Date |  |  | 2024-09-30 15:41 |  | * |  |  | WIP_APU-1 |  |  |  | 2 |  | 1 | 15 |  | 0 | 16 |  |  | * |  |  | None | *
5 | IP-54572_DOC | STEEL,GALV,G90,16 GA,48" COIL | 0 | Reference Item - Document Management | Active |  | 99999 | 1 |  |  |  | Item | 1 | EA | 100 | 1 | 2 | Date |  |  | 2024-09-30 15:41 |  | * | [6 empty] | 2 |  | 1 | 30 |  | 0 | 30 | [5 empty] | None
4 | 75-W-14-FLAT-P | Zinc Plated-Flat Washer-1/4" | 0 | Purchased Item | Active |  | 14 | 1 |  |  |  | Item | 4 | EA | 100 | 1 | 4 | Date |  |  | 2024-09-30 15:41 |  | * | [6 empty] | 4 |  | 1 | 25 |  | 0 | 26 |  |  | * |  |  | None | *
4 | - MCYSC4-SMA-59341 | BLADE SUB ASSY OP2 59341 | 0 | Sub-assembly | Active |  | 15 | 1 |  |  |  | Item | 1 | EA | 100 | 1 | 1 | Date |  |  | 2024-09-30 15:41 |  | * | [6 empty] | 1 |  | 1 | 0 |  | 0 | 53 |  |  | * |  |  | None | *
5 | - IP-59342 | Extruded Aluminum, AF Damper blade, clear anodized, 20' | 0 | Sub-assembly | Active |  | 7 | 1 |  |  |  | Item | 1 | EA | 100 | 1 | 1 | Date |  |  | 2024-09-30 15:41 |  | * | [6 empty] | 1 |  | 1 | 0 |  | 0 | 52 |  |  | * |  |  | None | *
6 | 80-DAMP-0270 | EXTRUDED ALUM. AF DAMPER BLADE. CLEAR ANODIZED. | 0 | Purchased Item | Active |  | 1 | 1 |  |  |  | Item | 4.266 | FT | 100 | 1 | 4.266 | Date |  |  | 2024-09-30 15:41 |  | * | [6 empty] | 4.266 |  | 1 | 50 |  | 0 | 51 |  |  | * |  |  | None | *
5 | - SHORTLINKAGE | STEEL,GALV,G90,10GA,48x120 | 0 | Sub-assembly | Active |  | 9 | 1 |  |  |  | Item | 2 | EA | 100 | 1 | 2 | Date |  |  | 2024-09-30 15:41 |  | * | [6 empty] | 2 |  | 1 | 0 |  | 0 | 12 |  |  | * |  |  | None | *
6 | 45-GALV-0305 | STEEL,GALV,G90,10GA,48X120 | 0 | Purchased Item | Active |  | 1 | 1 |  |  |  | Item | 0.012 | SFT | 100 | 1 | 0.024 | Date |  |  | 2024-09-30 15:41 |  | * | [6 empty] | 0.024 |  | 1 | 10 |  | 0 | 11 |  |  | * |  |  | None | *
5 | - IP-59343 | SINGLE/DOUBLE DAMPER GASKET BULB DAMPER BLADE SEAL #092010A | 0 | Sub-assembly | Active |  | 10 | 1 |  |  |  | Item | 1 | EA | 100 | 1 | 1 | Date |  |  | 2024-09-30 15:41 |  | * | [6 empty] | 1 |  | 1 | 0 |  | 0 | 52 |  |  | * |  |  | None | *
6 | 80-DAMP-092010A | SINGLE/DOUBLE DAMPER GASKET BULB DAMPER BLADE SEAL #092010A | 0 | Purchased Item | Active |  | 1 | 1 |  |  |  | Item | 4.266 | FT | 100 | 1 | 4.266 | Date |  |  | 2024-09-30 15:41 |  | * | [6 empty] | 4.266 |  | 1 | 50 |  | 0 | 51 |  |  | * |  |  | None | *
5 | 75-FAST-0251 | ZINC PLATED - CLEVIS PIN - 1/4" X 1/2" | 0 | Purchased Item | Active |  | 11 | 1 |  |  |  | Item | 2 | EA | 100 | 1 | 2 | Date |  |  | 2024-09-30 15:41 |  | * | [6 empty] | 2 |  | 1 | 15 |  | 0 | 16 |  |  | * |  |  | None | *
5 | - ENDSHAFT | ZINC PLATED SQUARE BAR 3/8""x72"" | 0 | Sub-assembly | Active |  | 12 | 1 |  |  |  | Item | 2 | EA | 100 | 1 | 2 | Date |  |  | 2024-09-30 15:41 |  | * | [6 empty] | 2 |  | 1 | 0 |  | 0 | 17 |  |  | * |  |  | None | *
6 | 40-SB-3872-ZP | SQUARE BAR - C1018 - ZINC PLATED - 3/8" DIA X 72" | 0 | Purchased Item | Active |  | 1 | 1 |  |  |  | Item | 0.25 | FT | 100 | 1 | 0.5 | Date |  |  | 2024-09-30 15:41 |  | * | [6 empty] | 0.5 |  | 1 | 15 |  | 0 | 16 |  |  | * |  |  | None | *
5 | 80-BUSHING-3/8 | BUSHING - NYLON - GALVANIZED G90 - 0.38 DIAMETER - XX.X LENGTH | 0 | Purchased Item | Active |  | 13 | 1 |  |  |  | Item | 2 | EA | 100 | 1 | 2 | Date |  |  | 2024-09-30 15:41 |  | * | [6 empty] | 2 |  | 1 | 40 |  | 0 | 41 |  |  | * |  |  | None | *
4 | - IP-60415 | STEEL,GALV,G90,16 GA,48" COIL | 0 | Sub-assembly | Active |  | 17 | 1 |  |  |  | Item | 1 | EA | 100 | 1 | 1 | Date |  |  | 2024-09-30 15:41 |  | * | [6 empty] | 1 |  | 1 | 0.064923 |  | 0.064923 | 17.0649 |  |  | * |  |  | None | *
5 | 45-GALC-0250 | STEEL,GALV,G90,16 GA,48" COIL | 0 | Purchased Item | Active |  | 1 | 1 |  |  |  | Item | 4.5 | SFT | 100 | 1 | 4.5 | Date |  |  | 2024-09-30 15:41 |  | * |  |  | WIP_APU-1 |  |  |  | 4.5 |  | 1 | 15 |  | 0 | 16 |  |  | * |  |  | None | *
4 | - IP-59340 | STEEL,GALV,G90,16 GA,48" COIL | 0 | Sub-assembly | Active |  | 18 | 1 |  |  |  | Item | 1 | EA | 100 | 1 | 1 | Date |  |  | 2024-09-30 15:41 |  | * | [6 empty] | 1 |  | 1 | 0.064923 |  | 0.064923 | 17.0649 |  |  | * |  |  | None | *
5 | 45-GALC-0250 | STEEL,GALV,G90,16 GA,48" COIL | 0 | Purchased Item | Active |  | 1 | 1 |  |  |  | Item | 2.281 | SFT | 100 | 1 | 2.281 | Date |  |  | 2024-09-30 15:41 |  | * | [6 empty] | 2.281 |  | 1 | 15 |  | 0 | 16 |  |  | * |  |  | None | *
5 | IP-59340_DOC | STEEL,GALV,G90,16 GA,48" COIL | 0 | Reference Item - Document Management | Active |  | 99999 | 1 |  |  |  | Item | 1 | EA | 100 | 1 | 1 | Date |  |  | 2024-09-30 15:41 |  | * | [6 empty] | 1 |  | 1 |  |  | 0 | 0 | [5 empty] | None
4 | - MCYS06-SVA-66267 | SUB ASSY VIRTUAL PARTS DAMPERS | 0 | Phantom item | Active |  | 19 | 1 |  |  |  | Item | 1 | EA | 100 | 1 | 1 | Date |  |  | 2024-09-30 15:41 |  | * | [6 empty] | 1 |  | 1 | 0 |  | 0 | 52 |  |  | * |  |  | None
5 | 85-ADH-3M-740G2 | 3M HYBRID SEALANT 740 (GRAY), 290ML. CASTRIDGE | 0 | Purchased Item | Active |  | 1 | 1 |  |  |  | Item | 0.47 | EA | 100 | 1 | 0.47 | Date |  |  | 2024-09-30 15:41 |  | * | [6 empty] | 0.47 |  | 1 | 30 |  | 0 | 31 |  |  | * |  |  | None | *
5 | 85-ADH-LOC-0638 | ADHESIVE LOCTITE 638 | 0 | Purchased Item | Active |  | 2 | 1 |  |  |  | Item | 8.45 | OZ | 100 | 1 | 8.45 | Date |  |  | 2024-09-30 15:41 |  | * | [6 empty] | 8.45 |  | 1 | 50 |  | 0 | 51 |  |  | * |  |  | None | *
5 | 85-ADH-LOC-7649 | PRIMER LOCTITE 7649 #19269 | 0 | Purchased Item | Active |  | 3 | 1 |  |  |  | Item | 0.21 | OZ | 100 | 1 | 0.21 | Date |  |  | 2024-09-30 15:41 |  | * | [6 empty] | 0.21 |  | 1 | 50 |  | 0 | 51 |  |  | * |  |  | None | *
4 | 75-RIVET-0050 | 304 STAINLESS STEEL - POP RIVET - 1/8" X .188-250" LONG | 0 | Purchased Item | Active |  | 20 | 1 |  |  |  | Item | 16 | EA | 100 | 1 | 16 | Date |  |  | 2024-09-30 15:41 |  | * | [6 empty] | 16 |  | 1 | 20 |  | 0 | 21 |  |  | * |  |  | None | *
4 | MCYSC4-SMA-54564_DOC | 12.75"x52" DAMPER | 0 | Reference Item - Document Management | Active |  | 99999 | 1 |  |  |  | Item | 1 | EA | 100 | 1 | 1 | Date |  |  | 2024-09-30 15:41 |  | * | [6 empty] | 1 |  | 1 |  |  | 0 | 0 | [5 empty] | None
2 | - 02_MCYS06_ASSY_E_UP_RS_EBS | MSF CYS06 ELEC ASSY UP SECTION RS | M | Sub-assembly | Active |  | 17 | 1 |  |  |  | Item | 1 | EA | 100 | 1 | 1 | Date |  |  | 2024-09-30 15:41 |  | * | [6 empty] | 1 |  | 1 | 0.054103 |  | 2.7592 | 333.0541 |  |  | * |  |  | None | *
3 | 05-PLUG-012 | 1/2" WEATHERPROOF CLOSURE PLUG, TOPAZ # WP50 | 0 | Purchased Item | Active |  | 1 | 1 |  |  |  | Item | 6 | EA | 100 | 1 | 6 | Date |  |  | 2024-09-30 15:41 |  | * | [6 empty] | 6 |  | 1 | 15 |  | 0 | 16 |  |  | * |  |  | None | *
3 | 05-UNIST-0012 | 1/2" EMT UNISTRUT CLAMP | 0 | Purchased Item | Active |  | 2 | 1 |  |  |  | Item | 28 | EA | 100 | 1 | 28 | Date |  |  | 2024-09-30 15:41 |  | * | [6 empty] | 28 |  | 1 | 10 |  | 0 | 11 |  |  | * |  |  | None | *
3 | - IP-65732 | GUTTERMELT SR 120 VAC 12WT 190" W/ 10' COLD LEAD KIT (BID # 2) P/N HT393473-CD16 | 0 | Sub-assembly | Active |  | 3 | 1 |  |  |  | Item | 2 | EA | 100 | 1 | 2 | Date |  |  | 2024-09-30 15:41 |  | * | [6 empty] | 2 |  | 1 | 0 |  | 0 | 52 |  |  | * |  |  | None | *
4 | 10-CFH-HTCD16 | GUTTERMELT SR 120 VAC 12WT 190" W/ 10' COLD LEAD KIT (BID # 2) P/N HT393473-CD16 | 0 | Purchased Item | Active |  | 1 | 1 |  |  |  | Item | 1 | EA | 100 | 1 | 2 | Date |  |  | 2024-09-30 15:41 |  | * | [6 empty] | 2 |  | 1 | 50 |  | 0 | 51 |  |  | * |  |  | None | *
3 | - MCYSC4-SMA-58656 | Electric assembly | A | Sub-assembly | Active |  | 4 | 1 |  |  |  | Item | 4 | EA | 100 | 1 | 4 | Date |  |  | 2024-09-30 15:41 |  | * | [6 empty] | 4 |  | 1 | 0.27051 |  | 0.27051 | 27.2705 |  |  | * |  |  | None | *
4 | 75-SCWH-14-114 | 1/4-14x1 1/4" SELF DRILL S.H.W PL | 0 | Purchased Item | Active |  | 1 | 1 |  |  |  | Item | 4 | EA | 100 | 1 | 16 | Date |  |  | 2024-09-30 15:41 |  | * | [6 empty] | 16 |  | 1 | 20 |  | 0 | 21 |  |  | * |  |  | None | *
4 | 05-COUP-0250 | EMT TO FLEX COUPLING TOP BITE 1/2" PN ACC50 | 0 | Purchased Item | Active |  | 2 | 1 |  |  |  | Item | 2 | EA | 100 | 1 | 8 | Date |  |  | 2024-09-30 15:41 |  | * | [6 empty] | 8 |  | 1 | 20 |  | 0 | 21 |  |  | * |  |  | None | *
4 | - IP-58656 | UNISTRUT GALVANIZED 13/16" x 1 5/8" | 0 | Sub-assembly | Active |  | 3 | 1 |  |  |  | Item | 1 | EA | 100 | 1 | 4 | Date |  |  | 2024-09-30 15:41 |  | * | [6 empty] | 4 |  | 1 | 0 |  | 0 | 7 |  |  | * |  |  | None | *
5 | 75-UNIST-0110 | 13/16" X 1 5/8" - GALVANIZED - UNISTRUT | 0 | Purchased Item | Active |  | 1 | 1 |  |  |  | Item | 0.333 | FT | 100 | 1 | 1.332 | Date |  |  | 2024-09-30 15:41 |  | * | [6 empty] | 1.332 |  | 1 | 5 |  | 0 | 6 |  |  | * |  |  | None | *
4 | 05-CONN-0101 | 1/2" EMT COMPRESSION CONNECTOR, RAIN TIGHT | 0 | Purchased Item | Active |  | 4 | 1 |  |  |  | Item | 2 | EA | 100 | 1 | 8 | Date |  |  | 2024-09-30 15:41 |  | * | [6 empty] | 8 |  | 1 | 15 |  | 0 | 16 |  |  | * |  |  | None | *
4 | 05-OUTL-0135 | 4 X 4 GALV JBOX COVER | 0 | Purchased Item | Active |  | 5 | 1 |  |  |  | Item | 1 | EA | 100 | 1 | 4 | Date |  |  | 2024-09-30 15:41 |  | * | [6 empty] | 4 |  | 1 | 15 |  | 0 | 16 |  |  | * |  |  | None | *
4 | 05-OBOX-0125 | 4" SQUARE DEEP OUTLET BOX | 0 | Purchased Item | Active |  | 6 | 1 |  |  |  | Item | 1 | EA | 100 | 1 | 4 | Date |  |  | 2024-09-30 15:41 |  | * | [6 empty] | 4 |  | 1 | 15 |  | 0 | 16 |  |  | * |  |  | None | *
4 | 05-UNIST-0012 | 1/2" EMT UNISTRUT CLAMP | 0 | Purchased Item | Active |  | 7 | 1 |  |  |  | Item | 2 | EA | 100 | 1 | 8 | Date |  |  | 2024-09-30 15:41 |  | * | [6 empty] | 8 |  | 1 | 10 |  | 0 | 11 |  |  | * |  |  | None | *
4 | 75-W-14-FLAT-P | Zinc Plated-Flat Washer-1/4" | 0 | Purchased Item | Active |  | 8 | 1 |  |  |  | Item | 2 | EA | 100 | 1 | 8 | Date |  |  | 2024-09-30 15:41 |  | * | [6 empty] | 8 |  | 1 | 25 |  | 0 | 26 |  |  | * |  |  | None | *
4 | - MCYSC4-SMA-58656_RUNS | Tubes and Pipes | 0 | Sub-assembly | Active |  | 9 | 1 |  |  |  | Item | 1 | EA | 100 | 1 | 4 | Date |  |  | 2024-09-30 15:41 |  | * | [6 empty] | 4 |  | 1 | 0 |  | 0 | 19 |  |  | * |  |  | None | *
5 | - MCYSC4-SMA-58656.RUN01 | Tubes and Pipes | 0 | Sub-assembly | Active |  | 1 | 1 |  |  |  | Item | 1 | EA | 100 | 1 | 4 | Date |  |  | 2024-09-30 15:41 |  | * | [6 empty] | 4 |  | 1 | 0 |  | 0 | 18 |  |  | * |  |  | None | *
6 | - PISWEEP.1686593885824 | EMT COUNDUIT 1/2" | 0 | Sub-assembly | Active |  | 1 | 1 |  |  |  | Item | 1 | EA | 100 | 1 | 4 | Date |  |  | 2024-09-30 15:41 |  | * | [6 empty] | 4 |  | 1 | 0 |  | 0 | 17 |  |  | * |  |  | None | *
7 | 05-EMT-0100 | EMT COUNDUIT 1/2" | 0 | Purchased Item | Active |  | 1 | 1 |  |  |  | Item | 1 | FT | 100 | 1 | 4 | Date |  |  | 2024-09-30 15:41 |  | * | [6 empty] | 4 |  | 1 | 15 |  | 0 | 16 |  |  | * |  |  | None | *
6 | - PISWEEP.1686593885553 | EMT COUNDUIT 1/2" | 0 | Sub-assembly | Active |  | 2 | 1 |  |  |  | Item | 1 | EA | 100 | 1 | 4 | Date |  |  | 2024-09-30 15:41 |  | * | [6 empty] | 4 |  | 1 | 0 |  | 0 | 17 |  |  | * |  |  | None | *
7 | 05-EMT-0100 | EMT COUNDUIT 1/2" | 0 | Purchased Item | Active |  | 1 | 1 |  |  |  | Item | 1 | FT | 100 | 1 | 4 | Date |  |  | 2024-09-30 15:41 |  | * | [6 empty] | 4 |  | 1 | 15 |  | 0 | 16 |  |  | * |  |  | None | *
3 | - IP-58591 | 1 5/8" x 1 5/8" - Galvanized - Unistrut | 0 | Sub-assembly | Active |  | 5 | 1 |  |  |  | Item | 6 | EA | 100 | 1 | 6 | Date |  |  | 2024-09-30 15:41 |  | * | [6 empty] | 6 |  | 1 | 0 |  | 0 | 12 |  |  | * |  |  | None | *
4 | 75-UNIST-0100 | 1 5/8" X 1 5/8" - GALVANIZED - UNISTRUT | 0 | Purchased Item | Active |  | 1 | 1 |  |  |  | Item | 0.667 | FT | 100 | 1 | 4.002 | Date |  |  | 2024-09-30 15:41 |  | * | [6 empty] | 4.002 |  | 1 | 10 |  | 0 | 11 |  |  | * |  |  | None | *
3 | 05-CONN-0135 | 1-1/4" EMT COMPRESSION CONNECTOR, RAIN TIGHT | 0 | Purchased Item | Active |  | 6 | 1 |  |  |  | Item | 10 | EA | 100 | 1 | 10 | Date |  |  | 2024-09-30 15:41 |  | * | [6 empty] | 10 |  | 1 | 20 |  | 0 | 21 |  |  | * |  |  | None | *
3 | 75-STUD-516181 | 5/16"-18 X 1" HIGH-STRENGTH STEEL THREADED ROD | 0 | Purchased Item | Active |  | 7 | 1 |  |  |  | Item | 2 | EA | 100 | 1 | 2 | Date |  |  | 2024-09-30 15:41 |  | * | [6 empty] | 2 |  | 1 | 5 |  | 0 | 6 |  |  | * |  |  | None | *
3 | - 02_MCYSC4_RUN05_NEW | 02_MCYSC4_RUN05_NEW.iam | 0 | Sub-assembly | Active |  | 8 | 1 |  |  |  | Item | 1 | EA | 100 | 1 | 1 | Date |  |  | 2024-09-30 15:41 |  | * | [6 empty] | 1 |  | 1 | 0 |  | 0 | 18 |  |  | * |  |  | None | *
4 | - PIFHOSE.1693013401075 | 1/4" OD 0.160I.D. Pneumatic We | 0 | Sub-assembly | Active |  | 2 | 1 |  |  |  | Item | 1 | EA | 100 | 1 | 1 | Date |  |  | 2024-09-30 15:41 |  | * | [6 empty] | 1 |  | 1 | 0 |  | 0 | 17 |  |  | * |  |  | None | *
5 | 30-TUBE-35105B | 1/4" OD 0.160I.D. PNEUMATIC WELD-SPATTER RESISTANT TUBING SPARK-LINPART# 1B-351-07-01 COLOR: BLACK (250' REEL) | 0 | Purchased Item | Active |  | 1 | 1 |  |  |  | Item | 13.179 | FT | 100 | 1 | 13.179 | Date |  |  | 2024-09-30 15:41 |  | * | [6 empty] | 13.179 |  | 1 | 15 |  | 0 | 16 |  |  | * |  |  | None | *
4 | - PIFHOSE.1693022094822 | Hose | 0 | Sub-assembly | Active |  | 4 | 1 |  |  |  | Item | 1 | EA | 100 | 1 | 1 | Date |  |  | 2024-09-30 15:41 |  | * | [6 empty] | 1 |  | 1 | 0 |  | 0 | 17 |  |  | * |  |  | None | *
5 | 30-TUBE-35105B | 1/4" OD 0.160I.D. PNEUMATIC WELD-SPATTER RESISTANT TUBING SPARK-LINPART# 1B-351-07-01 COLOR: BLACK (250' REEL) | 0 | Purchased Item | Active |  | 1 | 1 |  |  |  | Item | 13.129 | FT | 100 | 1 | 13.129 | Date |  |  | 2024-09-30 15:41 |  | * | [6 empty] | 13.129 |  | 1 | 15 |  | 0 | 16 |  |  | * |  |  | None | *
3 | - IP-61541 | 16ga GA Brt coil 60 | A | Sub-assembly | Active |  | 9 | 1 |  |  |  | Item | 2 | EA | 100 | 1 | 2 | Date |  |  | 2024-09-30 15:41 |  | * | [6 empty] | 2 |  | 1 | 0.064923 |  | 0.064923 | 17.0649 |  |  | * |  |  | None | *
4 | 45-GALC-0275 | STEEL,GALV,G90,16 GA,60" COIL | 0 | Purchased Item | Active |  | 1 | 1 |  |  |  | Item | 0.167 | SFT | 100 | 1 | 0.334 | Date |  |  | 2024-09-30 15:41 |  | * | [6 empty] | 0.334 |  | 1 | 15 |  | 0 | 16 |  |  | * |  |  | None | *
3 | 75-BH-14201-P | 1/4-20x1 HEX/BOLT PLT G5 | 0 | Purchased Item | Active |  | 12 | 1 |  |  |  | Item | 12 | EA | 100 | 1 | 12 | Date |  |  | 2024-09-30 15:41 |  | * | [6 empty] | 12 |  | 1 | 10 |  | 0 | 11 |  |  | * |  |  | None | *
3 | - MCYSC4-SMA-58655 | Electric assembly | A | Sub-assembly | Active |  | 13 | 1 |  |  |  | Item | 4 | EA | 100 | 1 | 4 | Date |  |  | 2024-09-30 15:41 |  | * | [6 empty] | 4 |  | 1 | 0 |  | 0 | 27 |  |  | * |  |  | None | *
4 | 75-RIVN-1420 | 1/4"-20 Thread, 1/64"-3/16" Thickness,Screwdriver-Installed Rivet Nut,Zinc-Plated Stee #90186A213 | 0 | Purchased Item | Active |  | 1 | 1 |  |  |  | Item | 4 | EA | 100 | 1 | 16 | Date |  |  | 2024-09-30 15:41 |  | * | [6 empty] | 16 |  | 1 | 15 |  | 0 | 16 |  |  | * |  |  | None | *
4 | - MCYSC4-SMA-58655_RUNS | Tubes and Pipes | 0 | Sub-assembly | Active |  | 2 | 1 |  |  |  | Item | 1 | EA | 100 | 1 | 4 | Date |  |  | 2024-09-30 15:41 |  | * | [6 empty] | 4 |  | 1 | 0 |  | 0 | 19 |  |  | * |  |  | None | *
5 | - MCYSC4-SMA-58655.RUN01 | Tubes and Pipes | 0 | Sub-assembly | Active |  | 1 | 1 |  |  |  | Item | 1 | EA | 100 | 1 | 4 | Date |  |  | 2024-09-30 15:41 |  | * | [6 empty] | 4 |  | 1 | 0 |  | 0 | 18 |  |  | * |  |  | None | *
6 | - PISWEEP.1686576972670 | EMT COUNDUIT 1/2" | 0 | Sub-assembly | Active |  | 1 | 1 |  |  |  | Item | 1 | EA | 100 | 1 | 4 | Date |  |  | 2024-09-30 15:41 |  | * | [6 empty] | 4 |  | 1 | 0 |  | 0 | 17 |  |  | * |  |  | None | *
7 | 05-EMT-0100 | EMT COUNDUIT 1/2" | 0 | Purchased Item | Active |  | 1 | 1 |  |  |  | Item | 1 | FT | 100 | 1 | 4 | Date |  |  | 2024-09-30 15:41 |  | * | [6 empty] | 4 |  | 1 | 15 |  | 0 | 16 |  |  | * |  |  | None | *
6 | - PISWEEP.1686576973059 | EMT COUNDUIT 1/2" | 0 | Sub-assembly | Active |  | 2 | 1 |  |  |  | Item | 1 | EA | 100 | 1 | 4 | Date |  |  | 2024-09-30 15:41 |  | * | [6 empty] | 4 |  | 1 | 0 |  | 0 | 17 |  |  | * |  |  | None | *
7 | 05-EMT-0100 | EMT COUNDUIT 1/2" | 0 | Purchased Item | Active |  | 1 | 1 |  |  |  | Item | 1 | FT | 100 | 1 | 4 | Date |  |  | 2024-09-30 15:41 |  | * | [6 empty] | 4 |  | 1 | 15 |  | 0 | 16 |  |  | * |  |  | None | *
6 | - PISWEEP.1686576973297 | EMT COUNDUIT 1/2" | 0 | Sub-assembly | Active |  | 3 | 1 |  |  |  | Item | 1 | EA | 100 | 1 | 4 | Date |  |  | 2024-09-30 15:41 |  | * | [6 empty] | 4 |  | 1 | 0 |  | 0 | 17 |  |  | * |  |  | None | *
7 | 05-EMT-0100 | EMT COUNDUIT 1/2" | 0 | Purchased Item | Active |  | 1 | 1 |  |  |  | Item | 1 | FT | 100 | 1 | 4 | Date |  |  | 2024-09-30 15:41 |  | * | [6 empty] | 4 |  | 1 | 15 |  | 0 | 16 |  |  | * |  |  | None | *
6 | - PISWEEP.1686576972869 | EMT COUNDUIT 1/2" | 0 | Sub-assembly | Active |  | 4 | 1 |  |  |  | Item | 1 | EA | 100 | 1 | 4 | Date |  |  | 2024-09-30 15:41 |  | * | [6 empty] | 4 |  | 1 | 0 |  | 0 | 17 |  |  | * |  |  | None | *
7 | 05-EMT-0100 | EMT COUNDUIT 1/2" | 0 | Purchased Item | Active |  | 1 | 1 |  |  |  | Item | 1 | FT | 100 | 1 | 4 | Date |  |  | 2024-09-30 15:41 |  | * | [6 empty] | 4 |  | 1 | 15 |  | 0 | 16 |  |  | * |  |  | None | *
4 | 75-SCWH-14-114 | 1/4-14x1 1/4" SELF DRILL S.H.W PL | 0 | Purchased Item | Active |  | 3 | 1 |  |  |  | Item | 4 | EA | 100 | 1 | 16 | Date |  |  | 2024-09-30 15:41 |  | * | [6 empty] | 16 |  | 1 | 20 |  | 0 | 21 |  |  | * |  |  | None | *
4 | 05-COUP-0250 | EMT TO FLEX COUPLING TOP BITE 1/2" PN ACC50 | 0 | Purchased Item | Active |  | 4 | 1 |  |  |  | Item | 4 | EA | 100 | 1 | 16 | Date |  |  | 2024-09-30 15:41 |  | * | [6 empty] | 16 |  | 1 | 20 |  | 0 | 21 |  |  | * |  |  | None | *
4 | - IP-58608 | UNISTRUT GALVANIZED 13/16" x 1 5/8" | 0 | Sub-assembly | Active |  | 5 | 1 |  |  |  | Item | 1 | EA | 100 | 1 | 4 | Date |  |  | 2024-09-30 15:41 |  | * | [6 empty] | 4 |  | 1 | 0 |  | 0 | 7 |  |  | * |  |  | None | *
5 | 75-UNIST-0110 | 13/16" X 1 5/8" - GALVANIZED - UNISTRUT | 0 | Purchased Item | Active |  | 1 | 1 |  |  |  | Item | 0.667 | FT | 100 | 1 | 2.668 | Date |  |  | 2024-09-30 15:41 |  | * | [6 empty] | 2.668 |  | 1 | 5 |  | 0 | 6 |  |  | * |  |  | None | *
4 | 05-CONN-0101 | 1/2" EMT COMPRESSION CONNECTOR, RAIN TIGHT | 0 | Purchased Item | Active |  | 6 | 1 |  |  |  | Item | 4 | EA | 100 | 1 | 16 | Date |  |  | 2024-09-30 15:41 |  | * | [6 empty] | 16 |  | 1 | 15 |  | 0 | 16 |  |  | * |  |  | None | *
4 | 75-BH-14201-P | 1/4-20x1 HEX/BOLT PLT G5 | 0 | Purchased Item | Active |  | 7 | 1 |  |  |  | Item | 4 | EA | 100 | 1 | 16 | Date |  |  | 2024-09-30 15:41 |  | * | [6 empty] | 16 |  | 1 | 10 |  | 0 | 11 |  |  | * |  |  | None | *
4 | 05-UNIST-0012 | 1/2" EMT UNISTRUT CLAMP | 0 | Purchased Item | Active |  | 8 | 1 |  |  |  | Item | 4 | EA | 100 | 1 | 16 | Date |  |  | 2024-09-30 15:41 |  | * | [6 empty] | 16 |  | 1 | 10 |  | 0 | 11 |  |  | * |  |  | None | *
4 | 05-JBOX-N101 | J-BOX N1 6X6X4 W/O KNOCKOUTS | 0 | Purchased Item | Active |  | 9 | 1 |  |  |  | Item | 1 | EA | 100 | 1 | 4 | Date |  |  | 2024-09-30 15:41 |  | * | [6 empty] | 4 |  | 1 | 20 |  | 0 | 21 |  |  | * |  |  | None | *
4 | 75-W-14-FLAT-P | Zinc Plated-Flat Washer-1/4" | 0 | Purchased Item | Active |  | 10 | 1 |  |  |  | Item | 8 | EA | 100 | 1 | 32 | Date |  |  | 2024-09-30 15:41 |  | * | [6 empty] | 32 |  | 1 | 25 |  | 0 | 26 |  |  | * |  |  | None | *
3 | 05-NIPL-0250 | 1/2" X 3" RIGID NIPPLE MFG PART# 5533 WHEATLAND | 0 | Purchased Item | Active |  | 14 | 1 |  |  |  | Item | 4 | EA | 100 | 1 | 4 | Date |  |  | 2024-09-30 15:41 |  | * | [6 empty] | 4 |  | 1 | 45 |  | 0 | 46 |  |  | * |  |  | None | *
3 | 05-NIPL-0251 | 1/2" X 4" RIGID NIPPLE MFG PART# 5535 WHEATLAND | 0 | Purchased Item | Active |  | 15 | 1 |  |  |  | Item | 2 | EA | 100 | 1 | 2 | Date |  |  | 2024-09-30 15:41 |  | * | [6 empty] | 2 |  | 1 | 45 |  | 0 | 46 |  |  | * |  |  | None | *
3 | - ELECTRICAL_ASSY_UPPER_RS.TUBE | Created while publishing from DFCO:DFCT13954 | 0 | Sub-assembly | Active |  | 16 | 1 |  |  |  | Item | 1 | EA | 100 | 1 | 1 | Date |  |  | 2024-09-30 15:41 |  | * | [6 empty] | 1 |  | 1 | 0 |  | 2.7051 | 26.7051 |  |  | * |  |  | None | *
4 | - 02_MCYSC4_RS_RUN05_NEW | 02_MCYSC4_RS_RUN05_NEW.iam | 0 | Sub-assembly | Active |  | 1 | 1 |  |  |  | Item | 1 | EA | 100 | 1 | 1 | Date |  |  | 2024-09-30 15:41 |  | * | [6 empty] | 1 |  | 1 | 0 |  | 0 | 23 |  |  | * |  |  | None | *
5 | - PISWEEP.1684276900385 | EMT COUNDUIT 1/2" | 0 | Sub-assembly | PREPROD |  | 1 | 1 |  |  |  | Item | 1 | EA | 100 | 1 | 1 | Date |  |  | 2024-09-30 15:41 |  | * | [6 empty] | 1 |  | 1 | 0 |  | 0 | 17 |  |  | * |  |  | None | *
6 | 05-EMT-0130 | EMT COUNDUIT 1-1/4" | 0 | Purchased Item | Active |  | 1 | 1 |  |  |  | Item | 4.7 | FT | 100 | 1 | 4.7 | Date |  |  | 2024-09-30 15:41 |  | * | [6 empty] | 4.7 |  | 1 | 15 |  | 0 | 16 |  |  | * |  |  | None | *
5 | - PIFHOSE.1686806365724 | ALUM FLEX CONDUIT 1/2" | 0 | Sub-assembly | Active |  | 3 | 1 |  |  |  | Item | 1 | EA | 100 | 1 | 1 | Date |  |  | 2024-09-30 15:41 |  | * | [6 empty] | 1 |  | 1 | 0 |  | 0 | 17 |  |  | * |  |  | None | *
6 | 05-EMT-0100 | EMT COUNDUIT 1/2" | 0 | Purchased Item | Active |  | 1 | 1 |  |  |  | Item | 1.9417 | FT | 100 | 1 | 1.9417 | Date |  |  | 2024-09-30 15:41 |  | * | [6 empty] | 1.9417 |  | 1 | 15 |  | 0 | 16 |  |  | * |  |  | None | *
5 | - PIFHOSE.1686805659707 | ALUM FLEX CONDUIT 1-1/4" | 0 | Sub-assembly | PREPROD |  | 5 | 1 |  |  |  | Item | 1 | EA | 100 | 1 | 1 | Date |  |  | 2024-09-30 15:41 |  | * | [6 empty] | 1 |  | 1 | 0 |  | 0 | 17 |  |  | * |  |  | None | *
6 | 05-EMT-0100 | EMT COUNDUIT 1/2" | 0 | Purchased Item | Active |  | 1 | 1 |  |  |  | Item | 1 | FT | 100 | 1 | 1 | Date |  |  | 2024-09-30 15:41 |  | * | [6 empty] | 1 |  | 1 | 15 |  | 0 | 16 |  |  | * |  |  | None | *
5 | - PISWEEP.1684274022537 | EMT COUNDUIT 1/2" | 0 | Sub-assembly | PREPROD |  | 6 | 1 |  |  |  | Item | 1 | EA | 100 | 1 | 1 | Date |  |  | 2024-09-30 15:41 |  | * | [6 empty] | 1 |  | 1 | 0 |  | 0 | 22 |  |  | * |  |  | None | *
6 | 05-EMT-0110 | EMT COUNDUIT 3/4" | 0 | Purchased Item | Active |  | 1 | 1 |  |  |  | Item | 8.2667 | FT | 100 | 1 | 8.2667 | Date |  |  | 2024-09-30 15:41 |  | * | [6 empty] | 8.2667 |  | 1 | 20 |  | 0 | 21 |  |  | * |  |  | None | *
5 | - PIFHOSE.1686805657825 | ALUM FLEX CONDUIT 1-1/4" | 0 | Sub-assembly | PREPROD |  | 7 | 1 |  |  |  | Item | 1 | EA | 100 | 1 | 1 | Date |  |  | 2024-09-30 15:41 |  | * | [6 empty] | 1 |  | 1 | 0 |  | 0 | 17 |  |  | * |  |  | None | *
6 | 05-EMT-0100 | EMT COUNDUIT 1/2" | 0 | Purchased Item | Active |  | 1 | 1 |  |  |  | Item | 1 | FT | 100 | 1 | 1 | Date |  |  | 2024-09-30 15:41 |  | * | [6 empty] | 1 |  | 1 | 15 |  | 0 | 16 |  |  | * |  |  | None | *
5 | - PISWEEP.1684262159423 | EMT COUNDUIT 1/2" | 0 | Sub-assembly | PREPROD |  | 8 | 1 |  |  |  | Item | 1 | EA | 100 | 1 | 1 | Date |  |  | 2024-09-30 15:41 |  | * | [6 empty] | 1 |  | 1 | 0 |  | 0 | 17 |  |  | * |  |  | None | *
6 | 05-EMT-0130 | EMT COUNDUIT 1-1/4" | 0 | Purchased Item | Active |  | 1 | 1 |  |  |  | Item | 7.3 | FT | 100 | 1 | 7.3 | Date |  |  | 2024-09-30 15:41 |  | * | [6 empty] | 7.3 |  | 1 | 15 |  | 0 | 16 |  |  | * |  |  | None | *
5 | - PISWEEP.1684262163508 | EMT COUNDUIT 1/2" | 0 | Sub-assembly | PREPROD |  | 9 | 1 |  |  |  | Item | 1 | EA | 100 | 1 | 1 | Date |  |  | 2024-09-30 15:41 |  | * | [6 empty] | 1 |  | 1 | 0 |  | 0 | 7 |  |  | * |  |  | None | *
6 | 05-FLEX-0100 | ALUM FLEX CONDUIT 1/2" | 0 | Purchased Item | Active |  | 1 | 1 |  |  |  | Item | 1.772 | FT | 100 | 1 | 1.772 | Date |  |  | 2024-09-30 15:41 |  | * | [6 empty] | 1.772 |  | 1 | 5 |  | 0 | 6 |  |  | * |  |  | None | *
5 | - PISWEEP.1684267528386 | EMT COUNDUIT 1/2" | 0 | Sub-assembly | PREPROD |  | 10 | 1 |  |  |  | Item | 1 | EA | 100 | 1 | 1 | Date |  |  | 2024-09-30 15:41 |  | * | [6 empty] | 1 |  | 1 | 0 |  | 0 | 17 |  |  | * |  |  | None | *
6 | 05-EMT-0100 | EMT COUNDUIT 1/2" | 0 | Purchased Item | Active |  | 1 | 1 |  |  |  | Item | 7.9716 | FT | 100 | 1 | 7.9716 | Date |  |  | 2024-09-30 15:41 |  | * | [6 empty] | 7.9716 |  | 1 | 15 |  | 0 | 16 |  |  | * |  |  | None | *
5 | - PISWEEP.1684262160509 | EMT COUNDUIT 1/2" | 0 | Sub-assembly | PREPROD |  | 11 | 1 |  |  |  | Item | 1 | EA | 100 | 1 | 1 | Date |  |  | 2024-09-30 15:41 |  | * | [6 empty] | 1 |  | 1 | 0 |  | 0 | 17 |  |  | * |  |  | None | *
6 | 05-EMT-0130 | EMT COUNDUIT 1-1/4" | 0 | Purchased Item | Active |  | 1 | 1 |  |  |  | Item | 6.7167 | FT | 100 | 1 | 6.7167 | Date |  |  | 2024-09-30 15:41 |  | * | [6 empty] | 6.7167 |  | 1 | 15 |  | 0 | 16 |  |  | * |  |  | None | *
5 | - PISWEEP.1684276899977 | EMT COUNDUIT 1/2" | 0 | Sub-assembly | PREPROD |  | 13 | 1 |  |  |  | Item | 1 | EA | 100 | 1 | 1 | Date |  |  | 2024-09-30 15:41 |  | * | [6 empty] | 1 |  | 1 | 0 |  | 0 | 22 |  |  | * |  |  | None | *
6 | 05-EMT-0110 | EMT COUNDUIT 3/4" | 0 | Purchased Item | Active |  | 1 | 1 |  |  |  | Item | 6.4667 | FT | 100 | 1 | 6.4667 | Date |  |  | 2024-09-30 15:41 |  | * | [6 empty] | 6.4667 |  | 1 | 20 |  | 0 | 21 |  |  | * |  |  | None | *
5 | - PIFHOSE.1684268732570 | ALUM FLEX CONDUIT 1-1/4" | 0 | Sub-assembly | PREPROD |  | 14 | 1 |  |  |  | Item | 1 | EA | 100 | 1 | 1 | Date |  |  | 2024-09-30 15:41 |  | * | [6 empty] | 1 |  | 1 | 0 |  | 0 | 17 |  |  | * |  |  | None | *
6 | 05-EMT-0100 | EMT COUNDUIT 1/2" | 0 | Purchased Item | Active |  | 1 | 1 |  |  |  | Item | 1 | FT | 100 | 1 | 1 | Date |  |  | 2024-09-30 15:41 |  | * | [6 empty] | 1 |  | 1 | 15 |  | 0 | 16 |  |  | * |  |  | None | *
5 | - PISWEEP.1684262162371 | EMT COUNDUIT 1/2" | 0 | Sub-assembly | PREPROD |  | 15 | 1 |  |  |  | Item | 1 | EA | 100 | 1 | 1 | Date |  |  | 2024-09-30 15:41 |  | * | [6 empty] | 1 |  | 1 | 0 |  | 0 | 17 |  |  | * |  |  | None | *
6 | 05-FLEX-0130 | ALUM FLEX CONDUIT 1-1/4" | 0 | Purchased Item | Active |  | 1 | 1 |  |  |  | Item | 1.5468 | FT | 100 | 1 | 1.5468 | Date |  |  | 2024-09-30 15:41 |  | * | [6 empty] | 1.5468 |  | 1 | 15 |  | 0 | 16 |  |  | * |  |  | None | *
5 | - PISWEEP.1684276900834 | EMT COUNDUIT 1/2" | 0 | Sub-assembly | PREPROD |  | 16 | 1 |  |  |  | Item | 1 | EA | 100 | 1 | 1 | Date |  |  | 2024-09-30 15:41 |  | * | [6 empty] | 1 |  | 1 | 0 |  | 0 | 17 |  |  | * |  |  | None | *
6 | 05-EMT-0130 | EMT COUNDUIT 1-1/4" | 0 | Purchased Item | Active |  | 1 | 1 |  |  |  | Item | 9.9333 | FT | 100 | 1 | 9.9333 | Date |  |  | 2024-09-30 15:41 |  | * | [6 empty] | 9.9333 |  | 1 | 15 |  | 0 | 16 |  |  | * |  |  | None | *
5 | - PIFHOSE.1686806364692 | ALUM FLEX CONDUIT 1/2" | 0 | Sub-assembly | PREPROD |  | 17 | 1 |  |  |  | Item | 1 | EA | 100 | 1 | 1 | Date |  |  | 2024-09-30 15:41 |  | * | [6 empty] | 1 |  | 1 | 0 |  | 0 | 17 |  |  | * |  |  | None | *
6 | 05-EMT-0100 | EMT COUNDUIT 1/2" | 0 | Purchased Item | Active |  | 1 | 1 |  |  |  | Item | 4.7417 | FT | 100 | 1 | 4.7417 | Date |  |  | 2024-09-30 15:41 |  | * | [6 empty] | 4.7417 |  | 1 | 15 |  | 0 | 16 |  |  | * |  |  | None | *
5 | - PISWEEP.1684262162740 | EMT COUNDUIT 1/2" | 0 | Sub-assembly | PREPROD |  | 18 | 1 |  |  |  | Item | 1 | EA | 100 | 1 | 1 | Date |  |  | 2024-09-30 15:41 |  | * | [6 empty] | 1 |  | 1 | 0 |  | 0 | 17 |  |  | * |  |  | None | *
6 | 05-FLEX-0130 | ALUM FLEX CONDUIT 1-1/4" | 0 | Purchased Item | Active |  | 1 | 1 |  |  |  | Item | 1.4921 | FT | 100 | 1 | 1.4921 | Date |  |  | 2024-09-30 15:41 |  | * | [6 empty] | 1.4921 |  | 1 | 15 |  | 0 | 16 |  |  | * |  |  | None | *
5 | - PISWEEP.1684262160845 | EMT COUNDUIT 1/2" | 0 | Sub-assembly | PREPROD |  | 19 | 1 |  |  |  | Item | 1 | EA | 100 | 1 | 1 | Date |  |  | 2024-09-30 15:41 |  | * | [6 empty] | 1 |  | 1 | 0 |  | 0 | 17 |  |  | * |  |  | None | *
6 | 05-EMT-0130 | EMT COUNDUIT 1-1/4" | 0 | Purchased Item | Active |  | 1 | 1 |  |  |  | Item | 4.1087 | FT | 100 | 1 | 4.1087 | Date |  |  | 2024-09-30 15:41 |  | * | [6 empty] | 4.1087 |  | 1 | 15 |  | 0 | 16 |  |  | * |  |  | None | *
5 | - PIFHOSE.1684268343247 | ALUM FLEX CONDUIT 1/2" | 0 | Sub-assembly | PREPROD |  | 20 | 1 |  |  |  | Item | 1 | EA | 100 | 1 | 1 | Date |  |  | 2024-09-30 15:41 |  | * | [6 empty] | 1 |  | 1 | 0 |  | 0 | 17 |  |  | * |  |  | None | *
6 | 05-EMT-0100 | EMT COUNDUIT 1/2" | 0 | Purchased Item | Active |  | 1 | 1 |  |  |  | Item | 5.7175 | FT | 100 | 1 | 5.7175 | Date |  |  | 2024-09-30 15:41 |  | * | [6 empty] | 5.7175 |  | 1 | 15 |  | 0 | 16 |  |  | * |  |  | None | *
5 | - PISWEEP.1684262163944 | EMT COUNDUIT 1/2" | 0 | Sub-assembly | PREPROD |  | 21 | 1 |  |  |  | Item | 1 | EA | 100 | 1 | 1 | Date |  |  | 2024-09-30 15:41 |  | * | [6 empty] | 1 |  | 1 | 0 |  | 0 | 17 |  |  | * |  |  | None | *
6 | 05-EMT-0100 | EMT COUNDUIT 1/2" | 0 | Purchased Item | Active |  | 1 | 1 |  |  |  | Item | 9.8167 | FT | 100 | 1 | 9.8167 | Date |  |  | 2024-09-30 15:41 |  | * | [6 empty] | 9.8167 |  | 1 | 15 |  | 0 | 16 |  |  | * |  |  | None | *
5 | - PIFHOSE.1686805656870 | ALUM FLEX CONDUIT 1-1/4" | 0 | Sub-assembly | PREPROD |  | 22 | 1 |  |  |  | Item | 1 | EA | 100 | 1 | 1 | Date |  |  | 2024-09-30 15:41 |  | * | [6 empty] | 1 |  | 1 | 0 |  | 0 | 17 |  |  | * |  |  | None | *
6 | 05-EMT-0100 | EMT COUNDUIT 1/2" | 0 | Purchased Item | Active |  | 1 | 1 |  |  |  | Item | 1 | FT | 100 | 1 | 1 | Date |  |  | 2024-09-30 15:41 |  | * | [6 empty] | 1 |  | 1 | 15 |  | 0 | 16 |  |  | * |  |  | None | *
5 | - PISWEEP.1684262160177 | EMT COUNDUIT 1/2" | 0 | Sub-assembly | PREPROD |  | 23 | 1 |  |  |  | Item | 1 | EA | 100 | 1 | 1 | Date |  |  | 2024-09-30 15:41 |  | * | [6 empty] | 1 |  | 1 | 0 |  | 0 | 17 |  |  | * |  |  | None | *
6 | 05-EMT-0130 | EMT COUNDUIT 1-1/4" | 0 | Purchased Item | Active |  | 1 | 1 |  |  |  | Item | 6.675 | FT | 100 | 1 | 6.675 | Date |  |  | 2024-09-30 15:41 |  | * | [6 empty] | 6.675 |  | 1 | 15 |  | 0 | 16 |  |  | * |  |  | None | *
5 | - PIFHOSE.1686805658844 | ALUM FLEX CONDUIT 1-1/4" | 0 | Sub-assembly | PREPROD |  | 24 | 1 |  |  |  | Item | 1 | EA | 100 | 1 | 1 | Date |  |  | 2024-09-30 15:41 |  | * | [6 empty] | 1 |  | 1 | 0 |  | 0 | 17 |  |  | * |  |  | None | *
6 | 05-EMT-0100 | EMT COUNDUIT 1/2" | 0 | Purchased Item | Active |  | 1 | 1 |  |  |  | Item | 1 | FT | 100 | 1 | 1 | Date |  |  | 2024-09-30 15:41 |  | * | [6 empty] | 1 |  | 1 | 15 |  | 0 | 16 |  |  | * |  |  | None | *
5 | - PISWEEP.1684262163103 | EMT COUNDUIT 1/2" | 0 | Sub-assembly | PREPROD |  | 26 | 1 |  |  |  | Item | 1 | EA | 100 | 1 | 1 | Date |  |  | 2024-09-30 15:41 |  | * | [6 empty] | 1 |  | 1 | 0 |  | 0 | 17 |  |  | * |  |  | None | *
6 | 05-FLEX-0130 | ALUM FLEX CONDUIT 1-1/4" | 0 | Purchased Item | Active |  | 1 | 1 |  |  |  | Item | 1.4916 | FT | 100 | 1 | 1.4916 | Date |  |  | 2024-09-30 15:41 |  | * | [6 empty] | 1.4916 |  | 1 | 15 |  | 0 | 16 |  |  | * |  |  | None | *
5 | - PISWEEP.1684276899524 | EMT COUNDUIT 1/2" | 0 | Sub-assembly | PREPROD |  | 28 | 1 |  |  |  | Item | 1 | EA | 100 | 1 | 1 | Date |  |  | 2024-09-30 15:41 |  | * | [6 empty] | 1 |  | 1 | 0 |  | 0 | 22 |  |  | * |  |  | None | *
6 | 05-EMT-0110 | EMT COUNDUIT 3/4" | 0 | Purchased Item | Active |  | 1 | 1 |  |  |  | Item | 5 | FT | 100 | 1 | 5 | Date |  |  | 2024-09-30 15:41 |  | * | [6 empty] | 5 |  | 1 | 20 |  | 0 | 21 |  |  | * |  |  | None | *
5 | - PIFHOSE.1684268621972 | ALUM FLEX CONDUIT 1/2" | 0 | Sub-assembly | PREPROD |  | 30 | 1 |  |  |  | Item | 1 | EA | 100 | 1 | 1 | Date |  |  | 2024-09-30 15:41 |  | * | [6 empty] | 1 |  | 1 | 0 |  | 0 | 17 |  |  | * |  |  | None | *
6 | 05-EMT-0100 | EMT COUNDUIT 1/2" | 0 | Purchased Item | Active |  | 1 | 1 |  |  |  | Item | 9.803 | FT | 100 | 1 | 9.803 | Date |  |  | 2024-09-30 15:41 |  | * | [6 empty] | 9.803 |  | 1 | 15 |  | 0 | 16 |  |  | * |  |  | None | *
5 | - PISWEEP.1684274021704 | EMT COUNDUIT 1/2" | 0 | Sub-assembly | PREPROD |  | 31 | 1 |  |  |  | Item | 1 | EA | 100 | 1 | 1 | Date |  |  | 2024-09-30 15:41 |  | * | [6 empty] | 1 |  | 1 | 0 |  | 0 | 22 |  |  | * |  |  | None | *
6 | 05-EMT-0110 | EMT COUNDUIT 3/4" | 0 | Purchased Item | Active |  | 1 | 1 |  |  |  | Item | 7.9 | FT | 100 | 1 | 7.9 | Date |  |  | 2024-09-30 15:41 |  | * | [6 empty] | 7.9 |  | 1 | 20 |  | 0 | 21 |  |  | * |  |  | None | *
5 | - PISWEEP.1684274021207 | EMT COUNDUIT 1/2" | 0 | Sub-assembly | PREPROD |  | 32 | 1 |  |  |  | Item | 1 | EA | 100 | 1 | 1 | Date |  |  | 2024-09-30 15:41 |  | * | [6 empty] | 1 |  | 1 | 0 |  | 0 | 17 |  |  | * |  |  | None | *
6 | 05-EMT-0100 | EMT COUNDUIT 1/2" | 0 | Purchased Item | Active |  | 1 | 1 |  |  |  | Item | 6.7833 | FT | 100 | 1 | 6.7833 | Date |  |  | 2024-09-30 15:41 |  | * | [6 empty] | 6.7833 |  | 1 | 15 |  | 0 | 16 |  |  | * |  |  | None | *
5 | - PIFHOSE.1706115117430 | LIQ-TITE FLEX CONDUIT 1/2" | 0 | Sub-assembly | PREPROD |  | 33 | 1 |  |  |  | Item | 1 | EA | 100 | 1 | 1 | Date |  |  | 2024-09-30 15:41 |  | * | [6 empty] | 1 |  | 1 | 0 |  | 0 | 17 |  |  | * |  |  | None | *
6 | 05-FLEX-0140 | LIQ-TITE FLEX CONDUIT 1/2" | 0 | Purchased Item | Active |  | 1 | 1 |  |  |  | Item | 1.5 | FT | 100 | 1 | 1.5 | Date |  |  | 2024-09-30 15:41 |  | * | [6 empty] | 1.5 |  | 1 | 15 |  | 0 | 16 |  |  | * |  |  | None | *
5 | - PIFHOSE.1706115116303 | LIQ-TITE FLEX CONDUIT 1/2" | 0 | Sub-assembly | PREPROD |  | 34 | 1 |  |  |  | Item | 1 | EA | 100 | 1 | 1 | Date |  |  | 2024-09-30 15:41 |  | * | [6 empty] | 1 |  | 1 | 0 |  | 0 | 17 |  |  | * |  |  | None | *
6 | 05-FLEX-0140 | LIQ-TITE FLEX CONDUIT 1/2" | 0 | Purchased Item | Active |  | 1 | 1 |  |  |  | Item | 1.5 | FT | 100 | 1 | 1.5 | Date |  |  | 2024-09-30 15:41 |  | * | [6 empty] | 1.5 |  | 1 | 15 |  | 0 | 16 |  |  | * |  |  | None | *
5 | - PIFHOSE.1706115398474 | LIQ-TITE FLEX CONDUIT 1/2" | 0 | Sub-assembly | PREPROD |  | 35 | 1 |  |  |  | Item | 1 | EA | 100 | 1 | 1 | Date |  |  | 2024-09-30 15:41 |  | * | [6 empty] | 1 |  | 1 | 0 |  | 0 | 17 |  |  | * |  |  | None | *
6 | 05-FLEX-0140 | LIQ-TITE FLEX CONDUIT 1/2" | 0 | Purchased Item | Active |  | 1 | 1 |  |  |  | Item | 1.5 | FT | 100 | 1 | 1.5 | Date |  |  | 2024-09-30 15:41 |  | * | [6 empty] | 1.5 |  | 1 | 15 |  | 0 | 16 |  |  | * |  |  | None | *
5 | - PIFHOSE.1706115399472 | LIQ-TITE FLEX CONDUIT 1/2" | 0 | Sub-assembly | PREPROD |  | 36 | 1 |  |  |  | Item | 1 | EA | 100 | 1 | 1 | Date |  |  | 2024-09-30 15:41 |  | * | [6 empty] | 1 |  | 1 | 0 |  | 0 | 17 |  |  | * |  |  | None | *
6 | 05-FLEX-0140 | LIQ-TITE FLEX CONDUIT 1/2" | 0 | Purchased Item | Active |  | 1 | 1 |  |  |  | Item | 1.5 | FT | 100 | 1 | 1.5 | Date |  |  | 2024-09-30 15:41 |  | * | [6 empty] | 1.5 |  | 1 | 15 |  | 0 | 16 |  |  | * |  |  | None | *
4 | - 02_MCYSC4_RS_RUN04_NEW | 02_MCYSC4_RS_RUN04_NEW.iam | P | Phantom item | Active |  | 2 | 1 |  |  |  | Item | 1 | EA | 100 | 1 | 1 | Date |  |  | 2024-09-30 15:41 |  | * | [6 empty] | 1 |  | 1 | 0 |  | 2.7051 | 25.7051 |  |  | * |  |  | None
5 | - PIFHOSE.1686716147041 | ALUM FLEX CONDUIT 1/2" | 0 | Sub-assembly | Active |  | 2 | 1 |  |  |  | Item | 1 | EA | 100 | 1 | 1 | Date |  |  | 2024-09-30 15:41 |  | * | [6 empty] | 1 |  | 1 | 2.7051 |  | 2.7051 | 9.7051 |  |  | * |  |  | None | *
6 | 05-FLEX-0100 | ALUM FLEX CONDUIT 1/2" | 0 | Purchased Item | Active |  | 1 | 1 |  |  |  | Item | 3.724 | FT | 100 | 1 | 3.724 | Date |  |  | 2024-09-30 15:41 |  | * | [6 empty] | 3.724 |  | 1 | 5 |  | 0 | 6 |  |  | * |  |  | None | *
5 | - PIFHOSE.1686719556669 | ALUM FLEX CONDUIT 1/2" | 0 | Sub-assembly | Active |  | 3 | 1 |  |  |  | Item | 1 | EA | 100 | 1 | 1 | Date |  |  | 2024-09-30 15:41 |  | * | [6 empty] | 1 |  | 1 | 2.7051 |  | 2.7051 | 9.7051 |  |  | * |  |  | None | *
6 | 05-FLEX-0100 | ALUM FLEX CONDUIT 1/2" | 0 | Purchased Item | Active |  | 1 | 1 |  |  |  | Item | 1.4776 | FT | 100 | 1 | 1.4776 | Date |  |  | 2024-09-30 15:41 |  | * | [6 empty] | 1.4776 |  | 1 | 5 |  | 0 | 6 |  |  | * |  |  | None | *
5 | - PIFHOSE.1686753681180 | ALUM FLEX CONDUIT 1/2" | 0 | Sub-assembly | Active |  | 4 | 1 |  |  |  | Item | 1 | EA | 100 | 1 | 1 | Date |  |  | 2024-09-30 15:41 |  | * | [6 empty] | 1 |  | 1 | 2.7051 |  | 2.7051 | 24.7051 |  |  | * |  |  | None | *
6 | 05-EMT-0110 | EMT COUNDUIT 3/4" | 0 | Purchased Item | Active |  | 1 | 1 |  |  |  | Item | 6.8451 | FT | 100 | 1 | 6.8451 | Date |  |  | 2024-09-30 15:41 |  | * | [6 empty] | 6.8451 |  | 1 | 20 |  | 0 | 21 |  |  | * |  |  | None | *
5 | - PIFHOSE.1686757082940 | ALUM FLEX CONDUIT 1/2" | 0 | Sub-assembly | Active |  | 7 | 1 |  |  |  | Item | 1 | EA | 100 | 1 | 1 | Date |  |  | 2024-09-30 15:41 |  | * | [6 empty] | 1 |  | 1 | 2.7051 |  | 2.7051 | 19.7051 |  |  | * |  |  | None | *
6 | 05-EMT-0100 | EMT COUNDUIT 1/2" | 0 | Purchased Item | Active |  | 1 | 1 |  |  |  | Item | 5.7833 | FT | 100 | 1 | 5.7833 | Date |  |  | 2024-09-30 15:41 |  | * | [6 empty] | 5.7833 |  | 1 | 15 |  | 0 | 16 |  |  | * |  |  | None | *
5 | - PIFHOSE.1686758352614 | ALUM FLEX CONDUIT 1/2" | 0 | Sub-assembly | Active |  | 8 | 1 |  |  |  | Item | 1 | EA | 100 | 1 | 1 | Date |  |  | 2024-09-30 15:41 |  | * | [6 empty] | 1 |  | 1 | 2.7051 |  | 2.7051 | 19.7051 |  |  | * |  |  | None | *
6 | 05-EMT-0100 | EMT COUNDUIT 1/2" | 0 | Purchased Item | Active |  | 1 | 1 |  |  |  | Item | 5.3333 | FT | 100 | 1 | 5.3333 | Date |  |  | 2024-09-30 15:41 |  | * | [6 empty] | 5.3333 |  | 1 | 15 |  | 0 | 16 |  |  | * |  |  | None | *
5 | - PIFHOSE.1686753685731 | ALUM FLEX CONDUIT 1/2" | 0 | Sub-assembly | Active |  | 10 | 1 |  |  |  | Item | 1 | EA | 100 | 1 | 1 | Date |  |  | 2024-09-30 15:41 |  | * | [6 empty] | 1 |  | 1 | 2.7051 |  | 2.7051 | 19.7051 |  |  | * |  |  | None | *
6 | 05-EMT-0100 | EMT COUNDUIT 1/2" | 0 | Purchased Item | Active |  | 1 | 1 |  |  |  | Item | 4.1667 | FT | 100 | 1 | 4.1667 | Date |  |  | 2024-09-30 15:41 |  | * | [6 empty] | 4.1667 |  | 1 | 15 |  | 0 | 16 |  |  | * |  |  | None | *
5 | - PIFHOSE.1686749545029 | ALUM FLEX CONDUIT 1/2" | 0 | Sub-assembly | Active |  | 11 | 1 |  |  |  | Item | 1 | EA | 100 | 1 | 1 | Date |  |  | 2024-09-30 15:41 |  | * | [6 empty] | 1 |  | 1 | 2.7051 |  | 2.7051 | 24.7051 |  |  | * |  |  | None | *
6 | 05-EMT-0110 | EMT COUNDUIT 3/4" | 0 | Purchased Item | Active |  | 1 | 1 |  |  |  | Item | 7.475 | FT | 100 | 1 | 7.475 | Date |  |  | 2024-09-30 15:41 |  | * | [6 empty] | 7.475 |  | 1 | 20 |  | 0 | 21 |  |  | * |  |  | None | *
5 | - PIFHOSE.1686713556403 | ALUM FLEX CONDUIT 1/2" | 0 | Sub-assembly | Active |  | 12 | 1 |  |  |  | Item | 1 | EA | 100 | 1 | 1 | Date |  |  | 2024-09-30 15:41 |  | * | [6 empty] | 1 |  | 1 | 2.7051 |  | 2.7051 | 9.7051 |  |  | * |  |  | None | *
6 | 05-FLEX-0100 | ALUM FLEX CONDUIT 1/2" | 0 | Purchased Item | Active |  | 1 | 1 |  |  |  | Item | 1.3689 | FT | 100 | 1 | 1.3689 | Date |  |  | 2024-09-30 15:41 |  | * | [6 empty] | 1.3689 |  | 1 | 5 |  | 0 | 6 |  |  | * |  |  | None | *
5 | - PIFHOSE.1686757085036 | ALUM FLEX CONDUIT 1/2" | 0 | Sub-assembly | Active |  | 13 | 1 |  |  |  | Item | 1 | EA | 100 | 1 | 1 | Date |  |  | 2024-09-30 15:41 |  | * | [6 empty] | 1 |  | 1 | 2.7051 |  | 2.7051 | 19.7051 |  |  | * |  |  | None | *
6 | 05-EMT-0100 | EMT COUNDUIT 1/2" | 0 | Purchased Item | Active |  | 1 | 1 |  |  |  | Item | 7.0354 | FT | 100 | 1 | 7.0354 | Date |  |  | 2024-09-30 15:41 |  | * | [6 empty] | 7.0354 |  | 1 | 15 |  | 0 | 16 |  |  | * |  |  | None | *
5 | - PISWEEP.1684259003040 | EMT COUNDUIT 1/2" | 0 | Sub-assembly | PREPROD |  | 14 | 1 |  |  |  | Item | 1 | EA | 100 | 1 | 1 | Date |  |  | 2024-09-30 15:41 |  | * | [6 empty] | 1 |  | 1 | 2.7051 |  | 2.7051 | 19.7051 |  |  | * |  |  | None | *
6 | 05-EMT-0100 | EMT COUNDUIT 1/2" | 0 | Purchased Item | Active |  | 1 | 1 |  |  |  | Item | 6.3083 | FT | 100 | 1 | 6.3083 | Date |  |  | 2024-09-30 15:41 |  | * | [6 empty] | 6.3083 |  | 1 | 15 |  | 0 | 16 |  |  | * |  |  | None | *
5 | - PIFHOSE.1686758431917 | ALUM FLEX CONDUIT 1/2" | 0 | Sub-assembly | Active |  | 15 | 1 |  |  |  | Item | 1 | EA | 100 | 1 | 1 | Date |  |  | 2024-09-30 15:41 |  | * | [6 empty] | 1 |  | 1 | 2.7051 |  | 2.7051 | 19.7051 |  |  | * |  |  | None | *
6 | 05-EMT-0100 | EMT COUNDUIT 1/2" | 0 | Purchased Item | Active |  | 1 | 1 |  |  |  | Item | 3.5241 | FT | 100 | 1 | 3.5241 | Date |  |  | 2024-09-30 15:41 |  | * | [6 empty] | 3.5241 |  | 1 | 15 |  | 0 | 16 |  |  | * |  |  | None | *
5 | - PIFHOSE.1686758430471 | ALUM FLEX CONDUIT 1/2" | 0 | Sub-assembly | Active |  | 16 | 1 |  |  |  | Item | 1 | EA | 100 | 1 | 1 | Date |  |  | 2024-09-30 15:41 |  | * | [6 empty] | 1 |  | 1 | 2.7051 |  | 2.7051 | 9.7051 |  |  | * |  |  | None | *
6 | 05-FLEX-0100 | ALUM FLEX CONDUIT 1/2" | 0 | Purchased Item | Active |  | 1 | 1 |  |  |  | Item | 1.8096 | FT | 100 | 1 | 1.8096 | Date |  |  | 2024-09-30 15:41 |  | * | [6 empty] | 1.8096 |  | 1 | 5 |  | 0 | 6 |  |  | * |  |  | None | *
5 | - PIFHOSE.1686719555634 | ALUM FLEX CONDUIT 1/2" | 0 | Sub-assembly | Active |  | 17 | 1 |  |  |  | Item | 1 | EA | 100 | 1 | 1 | Date |  |  | 2024-09-30 15:41 |  | * | [6 empty] | 1 |  | 1 | 2.7051 |  | 2.7051 | 9.7051 |  |  | * |  |  | None | *
6 | 05-FLEX-0100 | ALUM FLEX CONDUIT 1/2" | 0 | Purchased Item | Active |  | 1 | 1 |  |  |  | Item | 1.5778 | FT | 100 | 1 | 1.5778 | Date |  |  | 2024-09-30 15:41 |  | * | [6 empty] | 1.5778 |  | 1 | 5 |  | 0 | 6 |  |  | * |  |  | None | *
5 | - PIFHOSE.1686753682347 | ALUM FLEX CONDUIT 1/2" | 0 | Sub-assembly | Active |  | 19 | 1 |  |  |  | Item | 1 | EA | 100 | 1 | 1 | Date |  |  | 2024-09-30 15:41 |  | * | [6 empty] | 1 |  | 1 | 2.7051 |  | 2.7051 | 19.7051 |  |  | * |  |  | None | *
6 | 05-EMT-0100 | EMT COUNDUIT 1/2" | 0 | Purchased Item | Active |  | 1 | 1 |  |  |  | Item | 4.5199 | FT | 100 | 1 | 4.5199 | Date |  |  | 2024-09-30 15:41 |  | * | [6 empty] | 4.5199 |  | 1 | 15 |  | 0 | 16 |  |  | * |  |  | None | *
5 | - PIFHOSE.1686718244783 | ALUM FLEX CONDUIT 1/2" | 0 | Sub-assembly | Active |  | 20 | 1 |  |  |  | Item | 1 | EA | 100 | 1 | 1 | Date |  |  | 2024-09-30 15:41 |  | * | [6 empty] | 1 |  | 1 | 2.7051 |  | 2.7051 | 9.7051 |  |  | * |  |  | None | *
6 | 05-FLEX-0100 | ALUM FLEX CONDUIT 1/2" | 0 | Purchased Item | Active |  | 1 | 1 |  |  |  | Item | 2.1071 | FT | 100 | 1 | 2.1071 | Date |  |  | 2024-09-30 15:41 |  | * | [6 empty] | 2.1071 |  | 1 | 5 |  | 0 | 6 |  |  | * |  |  | None | *
5 | - PIFHOSE.1686753686679 | ALUM FLEX CONDUIT 1/2" | 0 | Sub-assembly | Active |  | 21 | 1 |  |  |  | Item | 1 | EA | 100 | 1 | 1 | Date |  |  | 2024-09-30 15:41 |  | * | [6 empty] | 1 |  | 1 | 2.7051 |  | 2.7051 | 19.7051 |  |  | * |  |  | None | *
6 | 05-EMT-0100 | EMT COUNDUIT 1/2" | 0 | Purchased Item | Active |  | 1 | 1 |  |  |  | Item | 6.6506 | FT | 100 | 1 | 6.6506 | Date |  |  | 2024-09-30 15:41 |  | * | [6 empty] | 6.6506 |  | 1 | 15 |  | 0 | 16 |  |  | * |  |  | None | *
5 | - PIFHOSE.1686713558619 | ALUM FLEX CONDUIT 1/2" | 0 | Sub-assembly | Active |  | 22 | 1 |  |  |  | Item | 1 | EA | 100 | 1 | 1 | Date |  |  | 2024-09-30 15:41 |  | * | [6 empty] | 1 |  | 1 | 2.7051 |  | 2.7051 | 9.7051 |  |  | * |  |  | None | *
6 | 05-FLEX-0100 | ALUM FLEX CONDUIT 1/2" | 0 | Purchased Item | Active |  | 1 | 1 |  |  |  | Item | 3.4064 | FT | 100 | 1 | 3.4064 | Date |  |  | 2024-09-30 15:41 |  | * | [6 empty] | 3.4064 |  | 1 | 5 |  | 0 | 6 |  |  | * |  |  | None | *
5 | - PIFHOSE.1686754824209 | ALUM FLEX CONDUIT 1/2" | 0 | Sub-assembly | Active |  | 23 | 1 |  |  |  | Item | 1 | EA | 100 | 1 | 1 | Date |  |  | 2024-09-30 15:41 |  | * | [6 empty] | 1 |  | 1 | 2.7051 |  | 2.7051 | 19.7051 |  |  | * |  |  | None | *
6 | 05-EMT-0100 | EMT COUNDUIT 1/2" | 0 | Purchased Item | Active |  | 1 | 1 |  |  |  | Item | 6.3917 | FT | 100 | 1 | 6.3917 | Date |  |  | 2024-09-30 15:41 |  | * | [6 empty] | 6.3917 |  | 1 | 15 |  | 0 | 16 |  |  | * |  |  | None | *
5 | - PISWEEP.1684249138188 | EMT COUNDUIT 3/4" | 0 | Sub-assembly | Active |  | 24 | 1 |  |  |  | Item | 1 | EA | 100 | 1 | 1 | Date |  |  | 2024-09-30 15:41 |  | * | [6 empty] | 1 |  | 1 | 2.7051 |  | 2.7051 | 9.7051 |  |  | * |  |  | None | *
6 | 05-FLEX-0100 | ALUM FLEX CONDUIT 1/2" | 0 | Purchased Item | Active |  | 1 | 1 |  |  |  | Item | 6.2145 | FT | 100 | 1 | 6.2145 | Date |  |  | 2024-09-30 15:41 |  | * | [6 empty] | 6.2145 |  | 1 | 5 |  | 0 | 6 |  |  | * |  |  | None | *
5 | - PIFHOSE.1686753684804 | ALUM FLEX CONDUIT 1/2" | 0 | Sub-assembly | Active |  | 25 | 1 |  |  |  | Item | 1 | EA | 100 | 1 | 1 | Date |  |  | 2024-09-30 15:41 |  | * | [6 empty] | 1 |  | 1 | 2.7051 |  | 2.7051 | 19.7051 |  |  | * |  |  | None | *
6 | 05-EMT-0100 | EMT COUNDUIT 1/2" | 0 | Purchased Item | Active |  | 1 | 1 |  |  |  | Item | 6.9005 | FT | 100 | 1 | 6.9005 | Date |  |  | 2024-09-30 15:41 |  | * | [6 empty] | 6.9005 |  | 1 | 15 |  | 0 | 16 |  |  | * |  |  | None | *
5 | - PIFHOSE.1686713559884 | ALUM FLEX CONDUIT 1/2" | 0 | Sub-assembly | Active |  | 26 | 1 |  |  |  | Item | 1 | EA | 100 | 1 | 1 | Date |  |  | 2024-09-30 15:41 |  | * | [6 empty] | 1 |  | 1 | 2.7051 |  | 2.7051 | 9.7051 |  |  | * |  |  | None | *
6 | 05-FLEX-0100 | ALUM FLEX CONDUIT 1/2" | 0 | Purchased Item | Active |  | 1 | 1 |  |  |  | Item | 4.1017 | FT | 100 | 1 | 4.1017 | Date |  |  | 2024-09-30 15:41 |  | * | [6 empty] | 4.1017 |  | 1 | 5 |  | 0 | 6 |  |  | * |  |  | None | *
5 | - PIFHOSE.1686717019451 | ALUM FLEX CONDUIT 1/2" | 0 | Sub-assembly | Active |  | 27 | 1 |  |  |  | Item | 1 | EA | 100 | 1 | 1 | Date |  |  | 2024-09-30 15:41 |  | * | [6 empty] | 1 |  | 1 | 2.7051 |  | 2.7051 | 9.7051 |  |  | * |  |  | None | *
6 | 05-FLEX-0100 | ALUM FLEX CONDUIT 1/2" | 0 | Purchased Item | Active |  | 1 | 1 |  |  |  | Item | 1.6388 | FT | 100 | 1 | 1.6388 | Date |  |  | 2024-09-30 15:41 |  | * | [6 empty] | 1.6388 |  | 1 | 5 |  | 0 | 6 |  |  | * |  |  | None | *
5 | - PIFHOSE.1686758429741 | ALUM FLEX CONDUIT 1/2" | 0 | Sub-assembly | Active |  | 30 | 1 |  |  |  | Item | 1 | EA | 100 | 1 | 1 | Date |  |  | 2024-09-30 15:41 |  | * | [6 empty] | 1 |  | 1 | 2.7051 |  | 2.7051 | 9.7051 |  |  | * |  |  | None | *
6 | 05-FLEX-0100 | ALUM FLEX CONDUIT 1/2" | 0 | Purchased Item | Active |  | 1 | 1 |  |  |  | Item | 1.7808 | FT | 100 | 1 | 1.7808 | Date |  |  | 2024-09-30 15:41 |  | * | [6 empty] | 1.7808 |  | 1 | 5 |  | 0 | 6 |  |  | * |  |  | None | *
5 | - PISWEEP.1684255403239 | EMT COUNDUIT 1-1/4" | 0 | Sub-assembly | PREPROD |  | 31 | 1 |  |  |  | Item | 1 | EA | 100 | 1 | 1 | Date |  |  | 2024-09-30 15:41 |  | * | [6 empty] | 1 |  | 1 | 2.7051 |  | 2.7051 | 9.7051 |  |  | * |  |  | None | *
6 | 05-FLEX-0100 | ALUM FLEX CONDUIT 1/2" | 0 | Purchased Item | Active |  | 1 | 1 |  |  |  | Item | 1.9067 | FT | 100 | 1 | 1.9067 | Date |  |  | 2024-09-30 15:41 |  | * | [6 empty] | 1.9067 |  | 1 | 5 |  | 0 | 6 |  |  | * |  |  | None | *
5 | - PIFHOSE.1686717022301 | ALUM FLEX CONDUIT 1/2" | 0 | Sub-assembly | Active |  | 32 | 1 |  |  |  | Item | 1 | EA | 100 | 1 | 1 | Date |  |  | 2024-09-30 15:41 |  | * | [6 empty] | 1 |  | 1 | 2.7051 |  | 2.7051 | 9.7051 |  |  | * |  |  | None | *
6 | 05-FLEX-0100 | ALUM FLEX CONDUIT 1/2" | 0 | Purchased Item | Active |  | 1 | 1 |  |  |  | Item | 2.9496 | FT | 100 | 1 | 2.9496 | Date |  |  | 2024-09-30 15:41 |  | * | [6 empty] | 2.9496 |  | 1 | 5 |  | 0 | 6 |  |  | * |  |  | None | *
5 | - PISWEEP.1686808759173 | EMT COUNDUIT 1/2" | 0 | Sub-assembly | PREPROD |  | 33 | 1 |  |  |  | Item | 1 | EA | 100 | 1 | 1 | Date |  |  | 2024-09-30 15:41 |  | * | [6 empty] | 1 |  | 1 | 2.7051 |  | 2.7051 | 19.7051 |  |  | * |  |  | None | *
6 | 05-EMT-0130 | EMT COUNDUIT 1-1/4" | 0 | Purchased Item | Active |  | 1 | 1 |  |  |  | Item | 5.5417 | FT | 100 | 1 | 5.5417 | Date |  |  | 2024-09-30 15:41 |  | * | [6 empty] | 5.5417 |  | 1 | 15 |  | 0 | 16 |  |  | * |  |  | None | *
5 | - PIFHOSE.1686754823320 | ALUM FLEX CONDUIT 1/2" | 0 | Sub-assembly | Active |  | 35 | 1 |  |  |  | Item | 1 | EA | 100 | 1 | 1 | Date |  |  | 2024-09-30 15:41 |  | * | [6 empty] | 1 |  | 1 | 2.7051 |  | 2.7051 | 19.7051 |  |  | * |  |  | None | *
6 | 05-EMT-0100 | EMT COUNDUIT 1/2" | 0 | Purchased Item | Active |  | 1 | 1 |  |  |  | Item | 5.8333 | FT | 100 | 1 | 5.8333 | Date |  |  | 2024-09-30 15:41 |  | * | [6 empty] | 5.8333 |  | 1 | 15 |  | 0 | 16 |  |  | * |  |  | None | *
5 | - PISWEEP.1686808760461 | EMT COUNDUIT 1/2" | 0 | Sub-assembly | PREPROD |  | 36 | 1 |  |  |  | Item | 1 | EA | 100 | 1 | 1 | Date |  |  | 2024-09-30 15:41 |  | * | [6 empty] | 1 |  | 1 | 2.7051 |  | 2.7051 | 19.7051 |  |  | * |  |  | None | *
6 | 05-EMT-0130 | EMT COUNDUIT 1-1/4" | 0 | Purchased Item | Active |  | 1 | 1 |  |  |  | Item | 10 | FT | 100 | 1 | 10 | Date |  |  | 2024-09-30 15:41 |  | * | [6 empty] | 10 |  | 1 | 15 |  | 0 | 16 |  |  | * |  |  | None | *
5 | - PIFHOSE.1686758287992 | ALUM FLEX CONDUIT 1/2" | 0 | Sub-assembly | Active |  | 37 | 1 |  |  |  | Item | 1 | EA | 100 | 1 | 1 | Date |  |  | 2024-09-30 15:41 |  | * | [6 empty] | 1 |  | 1 | 2.7051 |  | 2.7051 | 19.7051 |  |  | * |  |  | None | *
6 | 05-EMT-0100 | EMT COUNDUIT 1/2" | 0 | Purchased Item | Active |  | 1 | 1 |  |  |  | Item | 8.8667 | FT | 100 | 1 | 8.8667 | Date |  |  | 2024-09-30 15:41 |  | * | [6 empty] | 8.8667 |  | 1 | 15 |  | 0 | 16 |  |  | * |  |  | None | *
5 | - PIFHOSE.1686713557485 | ALUM FLEX CONDUIT 1/2" | 0 | Sub-assembly | Active |  | 38 | 1 |  |  |  | Item | 1 | EA | 100 | 1 | 1 | Date |  |  | 2024-09-30 15:41 |  | * | [6 empty] | 1 |  | 1 | 2.7051 |  | 2.7051 | 9.7051 |  |  | * |  |  | None | *
6 | 05-FLEX-0100 | ALUM FLEX CONDUIT 1/2" | 0 | Purchased Item | Active |  | 1 | 1 |  |  |  | Item | 4.4752 | FT | 100 | 1 | 4.4752 | Date |  |  | 2024-09-30 15:41 |  | * | [6 empty] | 4.4752 |  | 1 | 5 |  | 0 | 6 |  |  | * |  |  | None | *
5 | - PISWEEP.1684251482905 | EMT COUNDUIT 1-1/4" | 0 | Sub-assembly | PREPROD |  | 39 | 1 |  |  |  | Item | 1 | EA | 100 | 1 | 1 | Date |  |  | 2024-09-30 15:41 |  | * | [6 empty] | 1 |  | 1 | 2.7051 |  | 2.7051 | 9.7051 |  |  | * |  |  | None | *
6 | 05-FLEX-0100 | ALUM FLEX CONDUIT 1/2" | 0 | Purchased Item | Active |  | 1 | 1 |  |  |  | Item | 1.425 | FT | 100 | 1 | 1.425 | Date |  |  | 2024-09-30 15:41 |  | * | [6 empty] | 1.425 |  | 1 | 5 |  | 0 | 6 |  |  | * |  |  | None | *
5 | - PIFHOSE.1686717017763 | ALUM FLEX CONDUIT 1/2" | 0 | Sub-assembly | Active |  | 40 | 1 |  |  |  | Item | 1 | EA | 100 | 1 | 1 | Date |  |  | 2024-09-30 15:41 |  | * | [6 empty] | 1 |  | 1 | 2.7051 |  | 2.7051 | 9.7051 |  |  | * |  |  | None | *
6 | 05-FLEX-0100 | ALUM FLEX CONDUIT 1/2" | 0 | Purchased Item | Active |  | 1 | 1 |  |  |  | Item | 4.3493 | FT | 100 | 1 | 4.3493 | Date |  |  | 2024-09-30 15:41 |  | * | [6 empty] | 4.3493 |  | 1 | 5 |  | 0 | 6 |  |  | * |  |  | None | *
5 | - PIFHOSE.1686754819991 | ALUM FLEX CONDUIT 1/2" | 0 | Sub-assembly | Active |  | 41 | 1 |  |  |  | Item | 1 | EA | 100 | 1 | 1 | Date |  |  | 2024-09-30 15:41 |  | * | [6 empty] | 1 |  | 1 | 2.7051 |  | 2.7051 | 19.7051 |  |  | * |  |  | None | *
6 | 05-EMT-0100 | EMT COUNDUIT 1/2" | 0 | Purchased Item | Active |  | 1 | 1 |  |  |  | Item | 2.75 | FT | 100 | 1 | 2.75 | Date |  |  | 2024-09-30 15:41 |  | * | [6 empty] | 2.75 |  | 1 | 15 |  | 0 | 16 |  |  | * |  |  | None | *
5 | - PIFHOSE.1686718243722 | ALUM FLEX CONDUIT 1/2" | 0 | Sub-assembly | Active |  | 42 | 1 |  |  |  | Item | 1 | EA | 100 | 1 | 1 | Date |  |  | 2024-09-30 15:41 |  | * | [6 empty] | 1 |  | 1 | 2.7051 |  | 2.7051 | 9.7051 |  |  | * |  |  | None | *
6 | 05-FLEX-0100 | ALUM FLEX CONDUIT 1/2" | 0 | Purchased Item | Active |  | 1 | 1 |  |  |  | Item | 1.6033 | FT | 100 | 1 | 1.6033 | Date |  |  | 2024-09-30 15:41 |  | * | [6 empty] | 1.6033 |  | 1 | 5 |  | 0 | 6 |  |  | * |  |  | None | *
5 | - PIFHOSE.1686719040425 | ALUM FLEX CONDUIT 1/2" | 0 | Sub-assembly | Active |  | 44 | 1 |  |  |  | Item | 1 | EA | 100 | 1 | 1 | Date |  |  | 2024-09-30 15:41 |  | * | [6 empty] | 1 |  | 1 | 2.7051 |  | 2.7051 | 9.7051 |  |  | * |  |  | None | *
6 | 05-FLEX-0100 | ALUM FLEX CONDUIT 1/2" | 0 | Purchased Item | Active |  | 1 | 1 |  |  |  | Item | 1.6035 | FT | 100 | 1 | 1.6035 | Date |  |  | 2024-09-30 15:41 |  | * | [6 empty] | 1.6035 |  | 1 | 5 |  | 0 | 6 |  |  | * |  |  | None | *
5 | - PIFHOSE.1686716148183 | ALUM FLEX CONDUIT 1/2" | 0 | Sub-assembly | Active |  | 45 | 1 |  |  |  | Item | 1 | EA | 100 | 1 | 1 | Date |  |  | 2024-09-30 15:41 |  | * | [6 empty] | 1 |  | 1 | 2.7051 |  | 2.7051 | 9.7051 |  |  | * |  |  | None | *
6 | 05-FLEX-0100 | ALUM FLEX CONDUIT 1/2" | 0 | Purchased Item | Active |  | 1 | 1 |  |  |  | Item | 4.8476 | FT | 100 | 1 | 4.8476 | Date |  |  | 2024-09-30 15:41 |  | * | [6 empty] | 4.8476 |  | 1 | 5 |  | 0 | 6 |  |  | * |  |  | None | *
5 | - PIFHOSE.1686716144921 | ALUM FLEX CONDUIT 1/2" | 0 | Sub-assembly | Active |  | 46 | 1 |  |  |  | Item | 1 | EA | 100 | 1 | 1 | Date |  |  | 2024-09-30 15:41 |  | * | [6 empty] | 1 |  | 1 | 2.7051 |  | 2.7051 | 9.7051 |  |  | * |  |  | None | *
6 | 05-FLEX-0100 | ALUM FLEX CONDUIT 1/2" | 0 | Purchased Item | Active |  | 1 | 1 |  |  |  | Item | 9.1478 | FT | 100 | 1 | 9.1478 | Date |  |  | 2024-09-30 15:41 |  | * | [6 empty] | 9.1478 |  | 1 | 5 |  | 0 | 6 |  |  | * |  |  | None | *
5 | - PIFHOSE.1686713564751 | ALUM FLEX CONDUIT 1/2" | 0 | Sub-assembly | Active |  | 47 | 1 |  |  |  | Item | 1 | EA | 100 | 1 | 1 | Date |  |  | 2024-09-30 15:41 |  | * | [6 empty] | 1 |  | 1 | 2.7051 |  | 2.7051 | 9.7051 |  |  | * |  |  | None | *
6 | 05-FLEX-0100 | ALUM FLEX CONDUIT 1/2" | 0 | Purchased Item | Active |  | 1 | 1 |  |  |  | Item | 8.0491 | FT | 100 | 1 | 8.0491 | Date |  |  | 2024-09-30 15:41 |  | * | [6 empty] | 8.0491 |  | 1 | 5 |  | 0 | 6 |  |  | * |  |  | None | *
5 | - PIFHOSE.1686753687743 | ALUM FLEX CONDUIT 1/2" | 0 | Sub-assembly | Active |  | 48 | 1 |  |  |  | Item | 1 | EA | 100 | 1 | 1 | Date |  |  | 2024-09-30 15:41 |  | * | [6 empty] | 1 |  | 1 | 2.7051 |  | 2.7051 | 19.7051 |  |  | * |  |  | None | *
6 | 05-EMT-0100 | EMT COUNDUIT 1/2" | 0 | Purchased Item | Active |  | 1 | 1 |  |  |  | Item | 6.686 | FT | 100 | 1 | 6.686 | Date |  |  | 2024-09-30 15:41 |  | * | [6 empty] | 6.686 |  | 1 | 15 |  | 0 | 16 |  |  | * |  |  | None | *
5 | - PIFHOSE.1686718246844 | ALUM FLEX CONDUIT 1/2" | 0 | Sub-assembly | Active |  | 49 | 1 |  |  |  | Item | 1 | EA | 100 | 1 | 1 | Date |  |  | 2024-09-30 15:41 |  | * | [6 empty] | 1 |  | 1 | 2.7051 |  | 2.7051 | 9.7051 |  |  | * |  |  | None | *
6 | 05-FLEX-0100 | ALUM FLEX CONDUIT 1/2" | 0 | Purchased Item | Active |  | 1 | 1 |  |  |  | Item | 2.8846 | FT | 100 | 1 | 2.8846 | Date |  |  | 2024-09-30 15:41 |  | * | [6 empty] | 2.8846 |  | 1 | 5 |  | 0 | 6 |  |  | * |  |  | None | *
5 | - PIFHOSE.1686748798211 | ALUM FLEX CONDUIT 1/2" | 0 | Sub-assembly | Active |  | 50 | 1 |  |  |  | Item | 1 | EA | 100 | 1 | 1 | Date |  |  | 2024-09-30 15:41 |  | * | [6 empty] | 1 |  | 1 | 2.7051 |  | 2.7051 | 9.7051 |  |  | * |  |  | None | *
6 | 05-FLEX-0100 | ALUM FLEX CONDUIT 1/2" | 0 | Purchased Item | Active |  | 1 | 1 |  |  |  | Item | 1.557 | FT | 100 | 1 | 1.557 | Date |  |  | 2024-09-30 15:41 |  | * | [6 empty] | 1.557 |  | 1 | 5 |  | 0 | 6 |  |  | * |  |  | None | *
5 | - PISWEEP.1684269061999 | EMT COUNDUIT 1-1/4" | 0 | Sub-assembly | PREPROD |  | 51 | 1 |  |  |  | Item | 1 | EA | 100 | 1 | 1 | Date |  |  | 2024-09-30 15:41 |  | * | [6 empty] | 1 |  | 1 | 2.7051 |  | 2.7051 | 9.7051 |  |  | * |  |  | None | *
6 | 05-FLEX-0100 | ALUM FLEX CONDUIT 1/2" | 0 | Purchased Item | Active |  | 1 | 1 |  |  |  | Item | 1.9346 | FT | 100 | 1 | 1.9346 | Date |  |  | 2024-09-30 15:41 |  | * | [6 empty] | 1.9346 |  | 1 | 5 |  | 0 | 6 |  |  | * |  |  | None | *
5 | - PIFHOSE.1686719042551 | ALUM FLEX CONDUIT 1/2" | 0 | Sub-assembly | Active |  | 52 | 1 |  |  |  | Item | 1 | EA | 100 | 1 | 1 | Date |  |  | 2024-09-30 15:41 |  | * | [6 empty] | 1 |  | 1 | 2.7051 |  | 2.7051 | 9.7051 |  |  | * |  |  | None | *
6 | 05-FLEX-0100 | ALUM FLEX CONDUIT 1/2" | 0 | Purchased Item | Active |  | 1 | 1 |  |  |  | Item | 1.452 | FT | 100 | 1 | 1.452 | Date |  |  | 2024-09-30 15:41 |  | * | [6 empty] | 1.452 |  | 1 | 5 |  | 0 | 6 |  |  | * |  |  | None | *
5 | - PIFHOSE.1686758288674 | ALUM FLEX CONDUIT 1/2" | 0 | Sub-assembly | Active |  | 54 | 1 |  |  |  | Item | 1 | EA | 100 | 1 | 1 | Date |  |  | 2024-09-30 15:41 |  | * | [6 empty] | 1 |  | 1 | 2.7051 |  | 2.7051 | 19.7051 |  |  | * |  |  | None | *
6 | 05-EMT-0100 | EMT COUNDUIT 1/2" | 0 | Purchased Item | Active |  | 1 | 1 |  |  |  | Item | 7.0015 | FT | 100 | 1 | 7.0015 | Date |  |  | 2024-09-30 15:41 |  | * | [6 empty] | 7.0015 |  | 1 | 15 |  | 0 | 16 |  |  | * |  |  | None | *
5 | - PIFHOSE.1686717021395 | ALUM FLEX CONDUIT 1/2" | 0 | Sub-assembly | Active |  | 55 | 1 |  |  |  | Item | 1 | EA | 100 | 1 | 1 | Date |  |  | 2024-09-30 15:41 |  | * | [6 empty] | 1 |  | 1 | 2.7051 |  | 2.7051 | 9.7051 |  |  | * |  |  | None | *
6 | 05-FLEX-0100 | ALUM FLEX CONDUIT 1/2" | 0 | Purchased Item | Active |  | 1 | 1 |  |  |  | Item | 2.5315 | FT | 100 | 1 | 2.5315 | Date |  |  | 2024-09-30 15:41 |  | * | [6 empty] | 2.5315 |  | 1 | 5 |  | 0 | 6 |  |  | * |  |  | None | *
5 | - PIFHOSE.1686717018610 | ALUM FLEX CONDUIT 1/2" | 0 | Sub-assembly | Active |  | 56 | 1 |  |  |  | Item | 1 | EA | 100 | 1 | 1 | Date |  |  | 2024-09-30 15:41 |  | * | [6 empty] | 1 |  | 1 | 2.7051 |  | 2.7051 | 9.7051 |  |  | * |  |  | None | *
6 | 05-FLEX-0100 | ALUM FLEX CONDUIT 1/2" | 0 | Purchased Item | Active |  | 1 | 1 |  |  |  | Item | 1.4877 | FT | 100 | 1 | 1.4877 | Date |  |  | 2024-09-30 15:41 |  | * | [6 empty] | 1.4877 |  | 1 | 5 |  | 0 | 6 |  |  | * |  |  | None | *
5 | - PIFHOSE.1686758542312 | ALUM FLEX CONDUIT 1/2" | 0 | Sub-assembly | Active |  | 57 | 1 |  |  |  | Item | 1 | EA | 100 | 1 | 1 | Date |  |  | 2024-09-30 15:41 |  | * | [6 empty] | 1 |  | 1 | 2.7051 |  | 2.7051 | 19.7051 |  |  | * |  |  | None | *
6 | 05-EMT-0100 | EMT COUNDUIT 1/2" | 0 | Purchased Item | Active |  | 1 | 1 |  |  |  | Item | 2.9451 | FT | 100 | 1 | 2.9451 | Date |  |  | 2024-09-30 15:41 |  | * | [6 empty] | 2.9451 |  | 1 | 15 |  | 0 | 16 |  |  | * |  |  | None | *
5 | - PIFHOSE.1686719557914 | ALUM FLEX CONDUIT 1/2" | 0 | Sub-assembly | Active |  | 58 | 1 |  |  |  | Item | 1 | EA | 100 | 1 | 1 | Date |  |  | 2024-09-30 15:41 |  | * | [6 empty] | 1 |  | 1 | 2.7051 |  | 2.7051 | 9.7051 |  |  | * |  |  | None | *
6 | 05-FLEX-0100 | ALUM FLEX CONDUIT 1/2" | 0 | Purchased Item | Active |  | 1 | 1 |  |  |  | Item | 1.6683 | FT | 100 | 1 | 1.6683 | Date |  |  | 2024-09-30 15:41 |  | * | [6 empty] | 1.6683 |  | 1 | 5 |  | 0 | 6 |  |  | * |  |  | None | *
5 | - PIFHOSE.1686713562208 | ALUM FLEX CONDUIT 1/2" | 0 | Sub-assembly | Active |  | 59 | 1 |  |  |  | Item | 1 | EA | 100 | 1 | 1 | Date |  |  | 2024-09-30 15:41 |  | * | [6 empty] | 1 |  | 1 | 2.7051 |  | 2.7051 | 9.7051 |  |  | * |  |  | None | *
6 | 05-FLEX-0100 | ALUM FLEX CONDUIT 1/2" | 0 | Purchased Item | Active |  | 1 | 1 |  |  |  | Item | 4.9692 | FT | 100 | 1 | 4.9692 | Date |  |  | 2024-09-30 15:41 |  | * | [6 empty] | 4.9692 |  | 1 | 5 |  | 0 | 6 |  |  | * |  |  | None | *
5 | - PISWEEP.1684255796334 | EMT COUNDUIT 1-1/4" | 0 | Sub-assembly | PREPROD |  | 60 | 1 |  |  |  | Item | 1 | EA | 100 | 1 | 1 | Date |  |  | 2024-09-30 15:41 |  | * | [6 empty] | 1 |  | 1 | 2.7051 |  | 2.7051 | 9.7051 |  |  | * |  |  | None | *
6 | 05-FLEX-0100 | ALUM FLEX CONDUIT 1/2" | 0 | Purchased Item | Active |  | 1 | 1 |  |  |  | Item | 1.7475 | FT | 100 | 1 | 1.7475 | Date |  |  | 2024-09-30 15:41 |  | * | [6 empty] | 1.7475 |  | 1 | 5 |  | 0 | 6 |  |  | * |  |  | None | *
5 | - PIFHOSE.1686718241534 | ALUM FLEX CONDUIT 1/2" | 0 | Sub-assembly | Active |  | 61 | 1 |  |  |  | Item | 1 | EA | 100 | 1 | 1 | Date |  |  | 2024-09-30 15:41 |  | * | [6 empty] | 1 |  | 1 | 2.7051 |  | 2.7051 | 9.7051 |  |  | * |  |  | None | *
6 | 05-FLEX-0100 | ALUM FLEX CONDUIT 1/2" | 0 | Purchased Item | Active |  | 1 | 1 |  |  |  | Item | 3.2373 | FT | 100 | 1 | 3.2373 | Date |  |  | 2024-09-30 15:41 |  | * | [6 empty] | 3.2373 |  | 1 | 5 |  | 0 | 6 |  |  | * |  |  | None | *
5 | - PIFHOSE.1686717020538 | ALUM FLEX CONDUIT 1/2" | 0 | Sub-assembly | Active |  | 63 | 1 |  |  |  | Item | 1 | EA | 100 | 1 | 1 | Date |  |  | 2024-09-30 15:41 |  | * | [6 empty] | 1 |  | 1 | 2.7051 |  | 2.7051 | 9.7051 |  |  | * |  |  | None | *
6 | 05-FLEX-0100 | ALUM FLEX CONDUIT 1/2" | 0 | Purchased Item | Active |  | 1 | 1 |  |  |  | Item | 2.1677 | FT | 100 | 1 | 2.1677 | Date |  |  | 2024-09-30 15:41 |  | * | [6 empty] | 2.1677 |  | 1 | 5 |  | 0 | 6 |  |  | * |  |  | None | *
5 | - PIFHOSE.1686718245827 | ALUM FLEX CONDUIT 1/2" | 0 | Sub-assembly | Active |  | 64 | 1 |  |  |  | Item | 1 | EA | 100 | 1 | 1 | Date |  |  | 2024-09-30 15:41 |  | * | [6 empty] | 1 |  | 1 | 2.7051 |  | 2.7051 | 9.7051 |  |  | * |  |  | None | *
6 | 05-FLEX-0100 | ALUM FLEX CONDUIT 1/2" | 0 | Purchased Item | Active |  | 1 | 1 |  |  |  | Item | 2.5871 | FT | 100 | 1 | 2.5871 | Date |  |  | 2024-09-30 15:41 |  | * | [6 empty] | 2.5871 |  | 1 | 5 |  | 0 | 6 |  |  | * |  |  | None | *
5 | - PIFHOSE.1686754822536 | ALUM FLEX CONDUIT 1/2" | 0 | Sub-assembly | Active |  | 65 | 1 |  |  |  | Item | 1 | EA | 100 | 1 | 1 | Date |  |  | 2024-09-30 15:41 |  | * | [6 empty] | 1 |  | 1 | 2.7051 |  | 2.7051 | 19.7051 |  |  | * |  |  | None | *
6 | 05-EMT-0100 | EMT COUNDUIT 1/2" | 0 | Purchased Item | Active |  | 1 | 1 |  |  |  | Item | 10 | FT | 100 | 1 | 10 | Date |  |  | 2024-09-30 15:41 |  | * | [6 empty] | 10 |  | 1 | 15 |  | 0 | 16 |  |  | * |  |  | None | *
5 | - PIFHOSE.1686713563428 | ALUM FLEX CONDUIT 1/2" | 0 | Sub-assembly | Active |  | 66 | 1 |  |  |  | Item | 1 | EA | 100 | 1 | 1 | Date |  |  | 2024-09-30 15:41 |  | * | [6 empty] | 1 |  | 1 | 2.7051 |  | 2.7051 | 9.7051 |  |  | * |  |  | None | *
6 | 05-FLEX-0100 | ALUM FLEX CONDUIT 1/2" | 0 | Purchased Item | Active |  | 1 | 1 |  |  |  | Item | 4.4961 | FT | 100 | 1 | 4.4961 | Date |  |  | 2024-09-30 15:41 |  | * | [6 empty] | 4.4961 |  | 1 | 5 |  | 0 | 6 |  |  | * |  |  | None | *
5 | - PIFHOSE.1686719039380 | ALUM FLEX CONDUIT 1/2" | 0 | Sub-assembly | Active |  | 68 | 1 |  |  |  | Item | 1 | EA | 100 | 1 | 1 | Date |  |  | 2024-09-30 15:41 |  | * | [6 empty] | 1 |  | 1 | 2.7051 |  | 2.7051 | 9.7051 |  |  | * |  |  | None | *
6 | 05-FLEX-0100 | ALUM FLEX CONDUIT 1/2" | 0 | Purchased Item | Active |  | 1 | 1 |  |  |  | Item | 3.2362 | FT | 100 | 1 | 3.2362 | Date |  |  | 2024-09-30 15:41 |  | * | [6 empty] | 3.2362 |  | 1 | 5 |  | 0 | 6 |  |  | * |  |  | None | *
5 | - PISWEEP.1684259003918 | EMT COUNDUIT 1/2" | 0 | Sub-assembly | PREPROD |  | 69 | 1 |  |  |  | Item | 1 | EA | 100 | 1 | 1 | Date |  |  | 2024-09-30 15:41 |  | * | [6 empty] | 1 |  | 1 | 2.7051 |  | 2.7051 | 19.7051 |  |  | * |  |  | None | *
6 | 05-FLEX-0130 | ALUM FLEX CONDUIT 1-1/4" | 0 | Purchased Item | Active |  | 1 | 1 |  |  |  | Item | 2.5384 | FT | 100 | 1 | 2.5384 | Date |  |  | 2024-09-30 15:41 |  | * | [6 empty] | 2.5384 |  | 1 | 15 |  | 0 | 16 |  |  | * |  |  | None | *
5 | - PIFHOSE.1686750006629 | ALUM FLEX CONDUIT 1/2" | 0 | Sub-assembly | Active |  | 70 | 1 |  |  |  | Item | 1 | EA | 100 | 1 | 1 | Date |  |  | 2024-09-30 15:41 |  | * | [6 empty] | 1 |  | 1 | 2.7051 |  | 2.7051 | 24.7051 |  |  | * |  |  | None | *
6 | 05-EMT-0110 | EMT COUNDUIT 3/4" | 0 | Purchased Item | Active |  | 1 | 1 |  |  |  | Item | 9.6417 | FT | 100 | 1 | 9.6417 | Date |  |  | 2024-09-30 15:41 |  | * | [6 empty] | 9.6417 |  | 1 | 20 |  | 0 | 21 |  |  | * |  |  | None | *
5 | - PISWEEP.1686846482356 | EMT COUNDUIT 1/2" | 0 | Sub-assembly | PREPROD |  | 71 | 1 |  |  |  | Item | 1 | EA | 100 | 1 | 1 | Date |  |  | 2024-09-30 15:41 |  | * | [6 empty] | 1 |  | 1 | 2.7051 |  | 2.7051 | 19.7051 |  |  | * |  |  | None | *
6 | 05-EMT-0130 | EMT COUNDUIT 1-1/4" | 0 | Purchased Item | Active |  | 1 | 1 |  |  |  | Item | 8.225 | FT | 100 | 1 | 8.225 | Date |  |  | 2024-09-30 15:41 |  | * | [6 empty] | 8.225 |  | 1 | 15 |  | 0 | 16 |  |  | * |  |  | None | *
5 | - PIFHOSE.1686757083961 | ALUM FLEX CONDUIT 1/2" | 0 | Sub-assembly | Active |  | 72 | 1 |  |  |  | Item | 1 | EA | 100 | 1 | 1 | Date |  |  | 2024-09-30 15:41 |  | * | [6 empty] | 1 |  | 1 | 2.7051 |  | 2.7051 | 19.7051 |  |  | * |  |  | None | *
6 | 05-EMT-0100 | EMT COUNDUIT 1/2" | 0 | Purchased Item | Active |  | 1 | 1 |  |  |  | Item | 6.3917 | FT | 100 | 1 | 6.3917 | Date |  |  | 2024-09-30 15:41 |  | * | [6 empty] | 6.3917 |  | 1 | 15 |  | 0 | 16 |  |  | * |  |  | None | *
5 | - PIFHOSE.1686749123766 | ALUM FLEX CONDUIT 1/2" | 0 | Sub-assembly | Active |  | 73 | 1 |  |  |  | Item | 1 | EA | 100 | 1 | 1 | Date |  |  | 2024-09-30 15:41 |  | * | [6 empty] | 1 |  | 1 | 2.7051 |  | 2.7051 | 9.7051 |  |  | * |  |  | None | *
6 | 05-FLEX-0100 | ALUM FLEX CONDUIT 1/2" | 0 | Purchased Item | Active |  | 1 | 1 |  |  |  | Item | 1.7827 | FT | 100 | 1 | 1.7827 | Date |  |  | 2024-09-30 15:41 |  | * | [6 empty] | 1.7827 |  | 1 | 5 |  | 0 | 6 |  |  | * |  |  | None | *
5 | - PIFHOSE.1686754820937 | ALUM FLEX CONDUIT 1/2" | 0 | Sub-assembly | Active |  | 75 | 1 |  |  |  | Item | 1 | EA | 100 | 1 | 1 | Date |  |  | 2024-09-30 15:41 |  | * | [6 empty] | 1 |  | 1 | 2.7051 |  | 2.7051 | 19.7051 |  |  | * |  |  | None | *
6 | 05-EMT-0100 | EMT COUNDUIT 1/2" | 0 | Purchased Item | Active |  | 1 | 1 |  |  |  | Item | 1.1417 | FT | 100 | 1 | 1.1417 | Date |  |  | 2024-09-30 15:41 |  | * | [6 empty] | 1.1417 |  | 1 | 15 |  | 0 | 16 |  |  | * |  |  | None | *
5 | - PIFHOSE.1686757080296 | ALUM FLEX CONDUIT 1/2" | 0 | Sub-assembly | Active |  | 76 | 1 |  |  |  | Item | 1 | EA | 100 | 1 | 1 | Date |  |  | 2024-09-30 15:41 |  | * | [6 empty] | 1 |  | 1 | 2.7051 |  | 2.7051 | 19.7051 |  |  | * |  |  | None | *
6 | 05-EMT-0100 | EMT COUNDUIT 1/2" | 0 | Purchased Item | Active |  | 1 | 1 |  |  |  | Item | 9.6333 | FT | 100 | 1 | 9.6333 | Date |  |  | 2024-09-30 15:41 |  | * | [6 empty] | 9.6333 |  | 1 | 15 |  | 0 | 16 |  |  | * |  |  | None | *
5 | - PIFHOSE.1686719041418 | ALUM FLEX CONDUIT 1/2" | 0 | Sub-assembly | Active |  | 77 | 1 |  |  |  | Item | 1 | EA | 100 | 1 | 1 | Date |  |  | 2024-09-30 15:41 |  | * | [6 empty] | 1 |  | 1 | 2.7051 |  | 2.7051 | 9.7051 |  |  | * |  |  | None | *
6 | 05-FLEX-0100 | ALUM FLEX CONDUIT 1/2" | 0 | Purchased Item | Active |  | 1 | 1 |  |  |  | Item | 1.7645 | FT | 100 | 1 | 1.7645 | Date |  |  | 2024-09-30 15:41 |  | * | [6 empty] | 1.7645 |  | 1 | 5 |  | 0 | 6 |  |  | * |  |  | None | *
5 | - PIFHOSE.1686718242606 | ALUM FLEX CONDUIT 1/2" | 0 | Sub-assembly | Active |  | 78 | 1 |  |  |  | Item | 1 | EA | 100 | 1 | 1 | Date |  |  | 2024-09-30 15:41 |  | * | [6 empty] | 1 |  | 1 | 2.7051 |  | 2.7051 | 9.7051 |  |  | * |  |  | None | *
6 | 05-FLEX-0100 | ALUM FLEX CONDUIT 1/2" | 0 | Purchased Item | Active |  | 1 | 1 |  |  |  | Item | 1.4531 | FT | 100 | 1 | 1.4531 | Date |  |  | 2024-09-30 15:41 |  | * | [6 empty] | 1.4531 |  | 1 | 5 |  | 0 | 6 |  |  | * |  |  | None | *
5 | - PIFHOSE.1686757081175 | ALUM FLEX CONDUIT 1/2" | 0 | Sub-assembly | Active |  | 79 | 1 |  |  |  | Item | 1 | EA | 100 | 1 | 1 | Date |  |  | 2024-09-30 15:41 |  | * | [6 empty] | 1 |  | 1 | 2.7051 |  | 2.7051 | 19.7051 |  |  | * |  |  | None | *
6 | 05-EMT-0100 | EMT COUNDUIT 1/2" | 0 | Purchased Item | Active |  | 1 | 1 |  |  |  | Item | 1.1417 | FT | 100 | 1 | 1.1417 | Date |  |  | 2024-09-30 15:41 |  | * | [6 empty] | 1.1417 |  | 1 | 15 |  | 0 | 16 |  |  | * |  |  | None | *
5 | - PIFHOSE.1686754821708 | ALUM FLEX CONDUIT 1/2" | 0 | Sub-assembly | Active |  | 80 | 1 |  |  |  | Item | 1 | EA | 100 | 1 | 1 | Date |  |  | 2024-09-30 15:41 |  | * | [6 empty] | 1 |  | 1 | 2.7051 |  | 2.7051 | 19.7051 |  |  | * |  |  | None | *
6 | 05-EMT-0100 | EMT COUNDUIT 1/2" | 0 | Purchased Item | Active |  | 1 | 1 |  |  |  | Item | 2.7333 | FT | 100 | 1 | 2.7333 | Date |  |  | 2024-09-30 15:41 |  | * | [6 empty] | 2.7333 |  | 1 | 15 |  | 0 | 16 |  |  | * |  |  | None | *
5 | - PIFHOSE.1686758431162 | ALUM FLEX CONDUIT 1/2" | 0 | Sub-assembly | Active |  | 81 | 1 |  |  |  | Item | 1 | EA | 100 | 1 | 1 | Date |  |  | 2024-09-30 15:41 |  | * | [6 empty] | 1 |  | 1 | 2.7051 |  | 2.7051 | 19.7051 |  |  | * |  |  | None | *
6 | 05-FLEX-0130 | ALUM FLEX CONDUIT 1-1/4" | 0 | Purchased Item | Active |  | 1 | 1 |  |  |  | Item | 1.6608 | FT | 100 | 1 | 1.6608 | Date |  |  | 2024-09-30 15:41 |  | * | [6 empty] | 1.6608 |  | 1 | 15 |  | 0 | 16 |  |  | * |  |  | None | *
5 | - PIFHOSE.1686719554642 | ALUM FLEX CONDUIT 1/2" | 0 | Sub-assembly | Active |  | 82 | 1 |  |  |  | Item | 1 | EA | 100 | 1 | 1 | Date |  |  | 2024-09-30 15:41 |  | * | [6 empty] | 1 |  | 1 | 2.7051 |  | 2.7051 | 9.7051 |  |  | * |  |  | None | *
6 | 05-FLEX-0100 | ALUM FLEX CONDUIT 1/2" | 0 | Purchased Item | Active |  | 1 | 1 |  |  |  | Item | 1.7198 | FT | 100 | 1 | 1.7198 | Date |  |  | 2024-09-30 15:41 |  | * | [6 empty] | 1.7198 |  | 1 | 5 |  | 0 | 6 |  |  | * |  |  | None | *
5 | - PIFHOSE.1686713560923 | ALUM FLEX CONDUIT 1/2" | 0 | Sub-assembly | Active |  | 83 | 1 |  |  |  | Item | 1 | EA | 100 | 1 | 1 | Date |  |  | 2024-09-30 15:41 |  | * | [6 empty] | 1 |  | 1 | 2.7051 |  | 2.7051 | 9.7051 |  |  | * |  |  | None | *
6 | 05-FLEX-0100 | ALUM FLEX CONDUIT 1/2" | 0 | Purchased Item | Active |  | 1 | 1 |  |  |  | Item | 5.2143 | FT | 100 | 1 | 5.2143 | Date |  |  | 2024-09-30 15:41 |  | * | [6 empty] | 5.2143 |  | 1 | 5 |  | 0 | 6 |  |  | * |  |  | None | *
5 | - PIFHOSE.1686750830177 | ALUM FLEX CONDUIT 1/2" | 0 | Sub-assembly | Active |  | 84 | 1 |  |  |  | Item | 1 | EA | 100 | 1 | 1 | Date |  |  | 2024-09-30 15:41 |  | * | [6 empty] | 1 |  | 1 | 2.7051 |  | 2.7051 | 24.7051 |  |  | * |  |  | None | *
6 | 05-EMT-0110 | EMT COUNDUIT 3/4" | 0 | Purchased Item | Active |  | 1 | 1 |  |  |  | Item | 4.9497 | FT | 100 | 1 | 4.9497 | Date |  |  | 2024-09-30 15:41 |  | * | [6 empty] | 4.9497 |  | 1 | 20 |  | 0 | 21 |  |  | * |  |  | None | *
5 | - PIFHOSE.1686716146004 | ALUM FLEX CONDUIT 1/2" | 0 | Sub-assembly | Active |  | 85 | 1 |  |  |  | Item | 1 | EA | 100 | 1 | 1 | Date |  |  | 2024-09-30 15:41 |  | * | [6 empty] | 1 |  | 1 | 2.7051 |  | 2.7051 | 9.7051 |  |  | * |  |  | None | *
6 | 05-FLEX-0100 | ALUM FLEX CONDUIT 1/2" | 0 | Purchased Item | Active |  | 1 | 1 |  |  |  | Item | 4.4843 | FT | 100 | 1 | 4.4843 | Date |  |  | 2024-09-30 15:41 |  | * | [6 empty] | 4.4843 |  | 1 | 5 |  | 0 | 6 |  |  | * |  |  | None | *
5 | - PIFHOSE.1686753683525 | ALUM FLEX CONDUIT 1/2" | 0 | Sub-assembly | Active |  | 86 | 1 |  |  |  | Item | 1 | EA | 100 | 1 | 1 | Date |  |  | 2024-09-30 15:41 |  | * | [6 empty] | 1 |  | 1 | 2.7051 |  | 2.7051 | 19.7051 |  |  | * |  |  | None | *
6 | 05-EMT-0100 | EMT COUNDUIT 1/2" | 0 | Purchased Item | Active |  | 1 | 1 |  |  |  | Item | 4.1667 | FT | 100 | 1 | 4.1667 | Date |  |  | 2024-09-30 15:41 |  | * | [6 empty] | 4.1667 |  | 1 | 15 |  | 0 | 16 |  |  | * |  |  | None | *
5 | - PIFHOSE.1686757082074 | ALUM FLEX CONDUIT 1/2" | 0 | Sub-assembly | Active |  | 87 | 1 |  |  |  | Item | 1 | EA | 100 | 1 | 1 | Date |  |  | 2024-09-30 15:41 |  | * | [6 empty] | 1 |  | 1 | 2.7051 |  | 2.7051 | 19.7051 |  |  | * |  |  | None | *
6 | 05-EMT-0100 | EMT COUNDUIT 1/2" | 0 | Purchased Item | Active |  | 1 | 1 |  |  |  | Item | 10 | FT | 100 | 1 | 10 | Date |  |  | 2024-09-30 15:41 |  | * | [6 empty] | 10 |  | 1 | 15 |  | 0 | 16 |  |  | * |  |  | None | *
4 | - 02_MCYSC4_RS_RUN03_NEW | 02_MCYSC4_RS_RUN03_NEW.iam | 0 | Sub-assembly | Active |  | 3 | 1 |  |  |  | Item | 1 | EA | 100 | 1 | 1 | Date |  |  | 2024-09-30 15:41 |  | * | [6 empty] | 1 |  | 1 | 0 |  | 0 | 18 |  |  | * |  |  | None | *
5 | - PISWEEP.1684185307121 | EMT COUNDUIT 1-1/4" | 0 | Sub-assembly | PREPROD |  | 1 | 1 |  |  |  | Item | 1 | EA | 100 | 1 | 1 | Date |  |  | 2024-09-30 15:41 |  | * | [6 empty] | 1 |  | 1 | 0 |  | 0 | 7 |  |  | * |  |  | None | *
6 | 05-FLEX-0100 | ALUM FLEX CONDUIT 1/2" | 0 | Purchased Item | Active |  | 1 | 1 |  |  |  | Item | 1.4598 | FT | 100 | 1 | 1.4598 | Date |  |  | 2024-09-30 15:41 |  | * | [6 empty] | 1.4598 |  | 1 | 5 |  | 0 | 6 |  |  | * |  |  | None | *
5 | - PISWEEP.1684185307538 | EMT COUNDUIT 1-1/4" | 0 | Sub-assembly | PREPROD |  | 2 | 1 |  |  |  | Item | 1 | EA | 100 | 1 | 1 | Date |  |  | 2024-09-30 15:41 |  | * | [6 empty] | 1 |  | 1 | 0 |  | 0 | 7 |  |  | * |  |  | None | *
6 | 05-FLEX-0100 | ALUM FLEX CONDUIT 1/2" | 0 | Purchased Item | Active |  | 1 | 1 |  |  |  | Item | 1.8882 | FT | 100 | 1 | 1.8882 | Date |  |  | 2024-09-30 15:41 |  | * | [6 empty] | 1.8882 |  | 1 | 5 |  | 0 | 6 |  |  | * |  |  | None | *
5 | - PIFHOSE.1684248024048 | ALUM FLEX CONDUIT 1-1/4" | 0 | Sub-assembly | PREPROD |  | 5 | 1 |  |  |  | Item | 1 | EA | 100 | 1 | 1 | Date |  |  | 2024-09-30 15:41 |  | * | [6 empty] | 1 |  | 1 | 0 |  | 0 | 7 |  |  | * |  |  | None | *
6 | 05-FLEX-0100 | ALUM FLEX CONDUIT 1/2" | 0 | Purchased Item | Active |  | 1 | 1 |  |  |  | Item | 2.0187 | FT | 100 | 1 | 2.0187 | Date |  |  | 2024-09-30 15:41 |  | * | [6 empty] | 2.0187 |  | 1 | 5 |  | 0 | 6 |  |  | * |  |  | None | *
5 | - PIFHOSE.1684248024815 | ALUM FLEX CONDUIT 1-1/4" | 0 | Sub-assembly | PREPROD |  | 6 | 1 |  |  |  | Item | 1 | EA | 100 | 1 | 1 | Date |  |  | 2024-09-30 15:41 |  | * | [6 empty] | 1 |  | 1 | 0 |  | 0 | 7 |  |  | * |  |  | None | *
6 | 05-FLEX-0100 | ALUM FLEX CONDUIT 1/2" | 0 | Purchased Item | Active |  | 1 | 1 |  |  |  | Item | 5.0877 | FT | 100 | 1 | 5.0877 | Date |  |  | 2024-09-30 15:41 |  | * | [6 empty] | 5.0877 |  | 1 | 5 |  | 0 | 6 |  |  | * |  |  | None | *
5 | - PISWEEP.1684186317340 | EMT COUNDUIT 1-1/4" | 0 | Sub-assembly | PREPROD |  | 7 | 1 |  |  |  | Item | 1 | EA | 100 | 1 | 1 | Date |  |  | 2024-09-30 15:41 |  | * | [6 empty] | 1 |  | 1 | 0 |  | 0 | 7 |  |  | * |  |  | None | *
6 | 05-FLEX-0100 | ALUM FLEX CONDUIT 1/2" | 0 | Purchased Item | Active |  | 1 | 1 |  |  |  | Item | 1.9025 | FT | 100 | 1 | 1.9025 | Date |  |  | 2024-09-30 15:41 |  | * | [6 empty] | 1.9025 |  | 1 | 5 |  | 0 | 6 |  |  | * |  |  | None | *
5 | - PIFHOSE.1684183516813 | ALUM FLEX CONDUIT 1-1/4" | 0 | Sub-assembly | PREPROD |  | 8 | 1 |  |  |  | Item | 1 | EA | 100 | 1 | 1 | Date |  |  | 2024-09-30 15:41 |  | * | [6 empty] | 1 |  | 1 | 0 |  | 0 | 17 |  |  | * |  |  | None | *
6 | 05-EMT-0100 | EMT COUNDUIT 1/2" | 0 | Purchased Item | Active |  | 1 | 1 |  |  |  | Item | 5.0333 | FT | 100 | 1 | 5.0333 | Date |  |  | 2024-09-30 15:41 |  | * | [6 empty] | 5.0333 |  | 1 | 15 |  | 0 | 16 |  |  | * |  |  | None | *
5 | - PISWEEP.1684191084903 | EMT COUNDUIT 1-1/4" | 0 | Sub-assembly | PREPROD |  | 9 | 1 |  |  |  | Item | 1 | EA | 100 | 1 | 1 | Date |  |  | 2024-09-30 15:41 |  | * | [6 empty] | 1 |  | 1 | 0 |  | 0 | 7 |  |  | * |  |  | None | *
6 | 05-FLEX-0100 | ALUM FLEX CONDUIT 1/2" | 0 | Purchased Item | Active |  | 1 | 1 |  |  |  | Item | 3.1452 | FT | 100 | 1 | 3.1452 | Date |  |  | 2024-09-30 15:41 |  | * | [6 empty] | 3.1452 |  | 1 | 5 |  | 0 | 6 |  |  | * |  |  | None | *
5 | - PISWEEP.1684191081805 | EMT COUNDUIT 1-1/4" | 0 | Sub-assembly | PREPROD |  | 12 | 1 |  |  |  | Item | 1 | EA | 100 | 1 | 1 | Date |  |  | 2024-09-30 15:41 |  | * | [6 empty] | 1 |  | 1 | 0 |  | 0 | 7 |  |  | * |  |  | None | *
6 | 05-FLEX-0100 | ALUM FLEX CONDUIT 1/2" | 0 | Purchased Item | Active |  | 1 | 1 |  |  |  | Item | 2.8403 | FT | 100 | 1 | 2.8403 | Date |  |  | 2024-09-30 15:41 |  | * | [6 empty] | 2.8403 |  | 1 | 5 |  | 0 | 6 |  |  | * |  |  | None | *
5 | - PIFHOSE.1684183518144 | ALUM FLEX CONDUIT 1-1/4" | 0 | Sub-assembly | PREPROD |  | 15 | 1 |  |  |  | Item | 1 | EA | 100 | 1 | 1 | Date |  |  | 2024-09-30 15:41 |  | * | [6 empty] | 1 |  | 1 | 0 |  | 0 | 17 |  |  | * |  |  | None | *
6 | 05-EMT-0100 | EMT COUNDUIT 1/2" | 0 | Purchased Item | Active |  | 1 | 1 |  |  |  | Item | 1.9417 | FT | 100 | 1 | 1.9417 | Date |  |  | 2024-09-30 15:41 |  | * | [6 empty] | 1.9417 |  | 1 | 15 |  | 0 | 16 |  |  | * |  |  | None | *
5 | - PIFHOSE.1684184511432 | ALUM FLEX CONDUIT 1-1/4" | 0 | Sub-assembly | PREPROD |  | 16 | 1 |  |  |  | Item | 1 | EA | 100 | 1 | 1 | Date |  |  | 2024-09-30 15:41 |  | * | [6 empty] | 1 |  | 1 | 0 |  | 0 | 17 |  |  | * |  |  | None | *
6 | 05-FLEX-0130 | ALUM FLEX CONDUIT 1-1/4" | 0 | Purchased Item | Active |  | 1 | 1 |  |  |  | Item | 2.2417 | FT | 100 | 1 | 2.2417 | Date |  |  | 2024-09-30 15:41 |  | * | [6 empty] | 2.2417 |  | 1 | 15 |  | 0 | 16 |  |  | * |  |  | None | *
5 | - PISWEEP.1684246637046 | EMT COUNDUIT 1-1/4" | 0 | Sub-assembly | PREPROD |  | 18 | 1 |  |  |  | Item | 1 | EA | 100 | 1 | 1 | Date |  |  | 2024-09-30 15:41 |  | * | [6 empty] | 1 |  | 1 | 0 |  | 0 | 17 |  |  | * |  |  | None | *
6 | 05-EMT-0130 | EMT COUNDUIT 1-1/4" | 0 | Purchased Item | Active |  | 1 | 1 |  |  |  | Item | 3.1167 | FT | 100 | 1 | 3.1167 | Date |  |  | 2024-09-30 15:41 |  | * | [6 empty] | 3.1167 |  | 1 | 15 |  | 0 | 16 |  |  | * |  |  | None | *
5 | - PIFHOSE.1684248023256 | ALUM FLEX CONDUIT 1-1/4" | 0 | Sub-assembly | PREPROD |  | 19 | 1 |  |  |  | Item | 1 | EA | 100 | 1 | 1 | Date |  |  | 2024-09-30 15:41 |  | * | [6 empty] | 1 |  | 1 | 0 |  | 0 | 17 |  |  | * |  |  | None | *
6 | 05-FLEX-0130 | ALUM FLEX CONDUIT 1-1/4" | 0 | Purchased Item | Active |  | 1 | 1 |  |  |  | Item | 4.8615 | FT | 100 | 1 | 4.8615 | Date |  |  | 2024-09-30 15:41 |  | * | [6 empty] | 4.8615 |  | 1 | 15 |  | 0 | 16 |  |  | * |  |  | None | *
5 | - PIFHOSE.1684248022517 | ALUM FLEX CONDUIT 1-1/4" | 0 | Sub-assembly | PREPROD |  | 20 | 1 |  |  |  | Item | 1 | EA | 100 | 1 | 1 | Date |  |  | 2024-09-30 15:41 |  | * | [6 empty] | 1 |  | 1 | 0 |  | 0 | 17 |  |  | * |  |  | None | *
6 | 05-FLEX-0130 | ALUM FLEX CONDUIT 1-1/4" | 0 | Purchased Item | Active |  | 1 | 1 |  |  |  | Item | 4.4837 | FT | 100 | 1 | 4.4837 | Date |  |  | 2024-09-30 15:41 |  | * | [6 empty] | 4.4837 |  | 1 | 15 |  | 0 | 16 |  |  | * |  |  | None | *
5 | - PISWEEP.1684191080955 | EMT COUNDUIT 1-1/4" | 0 | Sub-assembly | PREPROD |  | 21 | 1 |  |  |  | Item | 1 | EA | 100 | 1 | 1 | Date |  |  | 2024-09-30 15:41 |  | * | [6 empty] | 1 |  | 1 | 0 |  | 0 | 7 |  |  | * |  |  | None | *
6 | 05-FLEX-0100 | ALUM FLEX CONDUIT 1/2" | 0 | Purchased Item | Active |  | 1 | 1 |  |  |  | Item | 2.3782 | FT | 100 | 1 | 2.3782 | Date |  |  | 2024-09-30 15:41 |  | * | [6 empty] | 2.3782 |  | 1 | 5 |  | 0 | 6 |  |  | * |  |  | None | *
5 | - PISWEEP.1684185578682 | EMT COUNDUIT 1-1/4" | 0 | Sub-assembly | PREPROD |  | 22 | 1 |  |  |  | Item | 1 | EA | 100 | 1 | 1 | Date |  |  | 2024-09-30 15:41 |  | * | [6 empty] | 1 |  | 1 | 0 |  | 0 | 7 |  |  | * |  |  | None | *
6 | 05-FLEX-0100 | ALUM FLEX CONDUIT 1/2" | 0 | Purchased Item | Active |  | 1 | 1 |  |  |  | Item | 2.2407 | FT | 100 | 1 | 2.2407 | Date |  |  | 2024-09-30 15:41 |  | * | [6 empty] | 2.2407 |  | 1 | 5 |  | 0 | 6 |  |  | * |  |  | None | *
5 | - PIFHOSE.1684248025553 | ALUM FLEX CONDUIT 1-1/4" | 0 | Sub-assembly | PREPROD |  | 24 | 1 |  |  |  | Item | 1 | EA | 100 | 1 | 1 | Date |  |  | 2024-09-30 15:41 |  | * | [6 empty] | 1 |  | 1 | 0 |  | 0 | 17 |  |  | * |  |  | None | *
6 | 05-EMT-0100 | EMT COUNDUIT 1/2" | 0 | Purchased Item | Active |  | 1 | 1 |  |  |  | Item | 1 | FT | 100 | 1 | 1 | Date |  |  | 2024-09-30 15:41 |  | * | [6 empty] | 1 |  | 1 | 15 |  | 0 | 16 |  |  | * |  |  | None | *
5 | - PISWEEP.1684191081412 | EMT COUNDUIT 1-1/4" | 0 | Sub-assembly | PREPROD |  | 25 | 1 |  |  |  | Item | 1 | EA | 100 | 1 | 1 | Date |  |  | 2024-09-30 15:41 |  | * | [6 empty] | 1 |  | 1 | 0 |  | 0 | 7 |  |  | * |  |  | None | *
6 | 05-FLEX-0100 | ALUM FLEX CONDUIT 1/2" | 0 | Purchased Item | Active |  | 1 | 1 |  |  |  | Item | 2.5637 | FT | 100 | 1 | 2.5637 | Date |  |  | 2024-09-30 15:41 |  | * | [6 empty] | 2.5637 |  | 1 | 5 |  | 0 | 6 |  |  | * |  |  | None | *
5 | - PISWEEP.1684246636660 | EMT COUNDUIT 1-1/4" | 0 | Sub-assembly | PREPROD |  | 26 | 1 |  |  |  | Item | 1 | EA | 100 | 1 | 1 | Date |  |  | 2024-09-30 15:41 |  | * | [6 empty] | 1 |  | 1 | 0 |  | 0 | 7 |  |  | * |  |  | None | *
6 | 05-FLEX-0100 | ALUM FLEX CONDUIT 1/2" | 0 | Purchased Item | Active |  | 1 | 1 |  |  |  | Item | 2.5995 | FT | 100 | 1 | 2.5995 | Date |  |  | 2024-09-30 15:41 |  | * | [6 empty] | 2.5995 |  | 1 | 5 |  | 0 | 6 |  |  | * |  |  | None | *
5 | - PIFHOSE.1684248115412 | ALUM FLEX CONDUIT 1/2" | 0 | Sub-assembly | PREPROD |  | 28 | 1 |  |  |  | Item | 1 | EA | 100 | 1 | 1 | Date |  |  | 2024-09-30 15:41 |  | * | [6 empty] | 1 |  | 1 | 0 |  | 0 | 7 |  |  | * |  |  | None | *
6 | 05-FLEX-0100 | ALUM FLEX CONDUIT 1/2" | 0 | Purchased Item | Active |  | 1 | 1 |  |  |  | Item | 1.2477 | FT | 100 | 1 | 1.2477 | Date |  |  | 2024-09-30 15:41 |  | * | [6 empty] | 1.2477 |  | 1 | 5 |  | 0 | 6 |  |  | * |  |  | None | *
5 | - PISWEEP.1684186147487 | EMT COUNDUIT 1-1/4" | 0 | Sub-assembly | PREPROD |  | 29 | 1 |  |  |  | Item | 1 | EA | 100 | 1 | 1 | Date |  |  | 2024-09-30 15:41 |  | * | [6 empty] | 1 |  | 1 | 0 |  | 0 | 7 |  |  | * |  |  | None | *
6 | 05-FLEX-0100 | ALUM FLEX CONDUIT 1/2" | 0 | Purchased Item | Active |  | 1 | 1 |  |  |  | Item | 1.4737 | FT | 100 | 1 | 1.4737 | Date |  |  | 2024-09-30 15:41 |  | * | [6 empty] | 1.4737 |  | 1 | 5 |  | 0 | 6 |  |  | * |  |  | None | *
5 | - PISWEEP.1684185306710 | EMT COUNDUIT 1-1/4" | 0 | Sub-assembly | PREPROD |  | 32 | 1 |  |  |  | Item | 1 | EA | 100 | 1 | 1 | Date |  |  | 2024-09-30 15:41 |  | * | [6 empty] | 1 |  | 1 | 0 |  | 0 | 7 |  |  | * |  |  | None | *
6 | 05-FLEX-0100 | ALUM FLEX CONDUIT 1/2" | 0 | Purchased Item | Active |  | 1 | 1 |  |  |  | Item | 7.0959 | FT | 100 | 1 | 7.0959 | Date |  |  | 2024-09-30 15:41 |  | * | [6 empty] | 7.0959 |  | 1 | 5 |  | 0 | 6 |  |  | * |  |  | None | *
5 | - PIFHOSE.1684184510538 | ALUM FLEX CONDUIT 1-1/4" | 0 | Sub-assembly | PREPROD |  | 33 | 1 |  |  |  | Item | 1 | EA | 100 | 1 | 1 | Date |  |  | 2024-09-30 15:41 |  | * | [6 empty] | 1 |  | 1 | 0 |  | 0 | 17 |  |  | * |  |  | None | *
6 | 05-FLEX-0130 | ALUM FLEX CONDUIT 1-1/4" | 0 | Purchased Item | Active |  | 1 | 1 |  |  |  | Item | 2.6031 | FT | 100 | 1 | 2.6031 | Date |  |  | 2024-09-30 15:41 |  | * | [6 empty] | 2.6031 |  | 1 | 15 |  | 0 | 16 |  |  | * |  |  | None | *
3 | 75-SCWH-10-34 | 10X3/4" SELF DRILL SCREW HWH PL | 0 | Purchased Item | Active |  | 17 | 1 |  |  |  | Item | 14 | EA | 100 | 1 | 14 | Date |  |  | 2024-09-30 15:41 |  | * | [6 empty] | 14 |  | 1 | 20 |  | 0 | 21 |  |  | * |  |  | None | *
3 | 05-COUP-0162 | EMT COMPRESSION COUPLING 1/2", RAIN TIGHT | 0 | Purchased Item | Active |  | 18 | 1 |  |  |  | Item | 6 | EA | 100 | 1 | 6 | Date |  |  | 2024-09-30 15:41 |  | * | [6 empty] | 6 |  | 1 | 15 |  | 0 | 16 |  |  | * |  |  | None | *
3 | - IP-58617 | 18ga GA Brt coil 60 | A | Sub-assembly | Active |  | 19 | 1 |  |  |  | Item | 3 | EA | 100 | 1 | 3 | Date |  |  | 2024-09-30 15:41 |  | * | [6 empty] | 3 |  | 1 | 0.064923 |  | 0.064923 | 17.0649 |  |  | * |  |  | None | *
4 | 45-GALC-0275 | STEEL,GALV,G90,16 GA,60" COIL | 0 | Purchased Item | Active |  | 1 | 1 |  |  |  | Item | 0.333 | SFT | 100 | 1 | 0.999 | Date |  |  | 2024-09-30 15:41 |  | * | [6 empty] | 0.999 |  | 1 | 15 |  | 0 | 16 |  |  | * |  |  | None | *
3 | - IP-58616 | 18ga GA Brt coil 60 | A | Sub-assembly | Active |  | 20 | 1 |  |  |  | Item | 1 | EA | 100 | 1 | 1 | Date |  |  | 2024-09-30 15:41 |  | * | [6 empty] | 1 |  | 1 | 0.064923 |  | 0.064923 | 17.0649 |  |  | * |  |  | None | *
4 | 45-GALC-0275 | STEEL,GALV,G90,16 GA,60" COIL | 0 | Purchased Item | Active |  | 1 | 1 |  |  |  | Item | 0.417 | SFT | 100 | 1 | 0.417 | Date |  |  | 2024-09-30 15:41 |  | * | [6 empty] | 0.417 |  | 1 | 15 |  | 0 | 16 |  |  | * |  |  | None | *
3 | 05-OBOX-0115 | HANDY BOX DEEP - 4" X 2-1/8" | 0 | Purchased Item | Active |  | 21 | 1 |  |  |  | Item | 10 | EA | 100 | 1 | 10 | Date |  |  | 2024-09-30 15:41 |  | * | [6 empty] | 10 |  | 1 | 15 |  | 0 | 16 |  |  | * |  |  | None | *
3 | 05-UNIST-0034 | 3/4" EMT UNISTRUT CLAMP | 0 | Purchased Item | Active |  | 22 | 1 |  |  |  | Item | 5 | EA | 100 | 1 | 5 | Date |  |  | 2024-09-30 15:41 |  | * | [6 empty] | 5 |  | 1 | 15 |  | 0 | 16 |  |  | * |  |  | None | *
3 | 75-W-14-FLAT-P | Zinc Plated-Flat Washer-1/4" | 0 | Purchased Item | Active |  | 23 | 1 |  |  |  | Item | 106 | EA | 100 | 1 | 106 | Date |  |  | 2024-09-30 15:41 |  | * | [6 empty] | 106 |  | 1 | 25 |  | 0 | 26 |  |  | * |  |  | None | *
3 | - IP-66969 | ALUM FLEX CONDUIT 1/2" | 0 | Sub-assembly | Active |  | 24 | 1 |  |  |  | Item | 3 | EA | 100 | 1 | 3 | Date |  |  | 2024-09-30 15:41 |  | * | [6 empty] | 3 |  | 1 | 0 |  | 0 | 7 |  |  | * |  |  | None | *
4 | 05-FLEX-0100 | ALUM FLEX CONDUIT 1/2" | 0 | Purchased Item | Active |  | 1 | 1 |  |  |  | Item | 1.76 | FT | 100 | 1 | 5.28 | Date |  |  | 2024-09-30 15:41 |  | * | [6 empty] | 5.28 |  | 1 | 5 |  | 0 | 6 |  |  | * |  |  | None | *
3 | 05-STRP-0100 | STRAP,EMT,1_HOLE,.5 | 0 | Purchased Item | Active |  | 25 | 1 |  |  |  | Item | 40 | EA | 100 | 1 | 40 | Date |  |  | 2024-09-30 15:41 |  | * | [6 empty] | 40 |  | 1 | 15 |  | 0 | 16 |  |  | * |  |  | None | *
3 | 75-NH-51618-P | ZINC PLATED-HEX NUT-5/16"-18 THREADS PER INCH | 0 | Purchased Item | Active |  | 26 | 1 |  |  |  | Item | 2 | EA | 100 | 1 | 2 | Date |  |  | 2024-09-30 15:41 |  | * | [6 empty] | 2 |  | 1 | 5 |  | 0 | 6 |  |  | * |  |  | None | *
3 | - IP-66966 | IP-66966 | 0 | Sub-assembly | Active |  | 27 | 1 |  |  |  | Item | 1 | EA | 100 | 1 | 1 | Date |  |  | 2024-09-30 15:41 |  | * | [6 empty] | 1 |  | 1 | 0 |  | 0 | 17 |  |  | * |  |  | None | *
4 | 05-EMT-0100 | EMT COUNDUIT 1/2" | 0 | Purchased Item | Active |  | 1 | 1 |  |  |  | Item | 2.52 | FT | 100 | 1 | 2.52 | Date |  |  | 2024-09-30 15:41 |  | * | [6 empty] | 2.52 |  | 1 | 15 |  | 0 | 16 |  |  | * |  |  | None | *
3 | - IP-66967 | IP-66967 | 0 | Sub-assembly | Active |  | 28 | 1 |  |  |  | Item | 1 | EA | 100 | 1 | 1 | Date |  |  | 2024-09-30 15:41 |  | * | [6 empty] | 1 |  | 1 | 0 |  | 0 | 17 |  |  | * |  |  | None | *
4 | 05-EMT-0100 | EMT COUNDUIT 1/2" | 0 | Purchased Item | Active |  | 1 | 1 |  |  |  | Item | 19.29 | FT | 100 | 1 | 19.29 | Date |  |  | 2024-09-30 15:41 |  | * | [6 empty] | 19.29 |  | 1 | 15 |  | 0 | 16 |  |  | * |  |  | None | *
3 | 05-OUTL-0135 | 4 X 4 GALV JBOX COVER | 0 | Purchased Item | Active |  | 29 | 1 |  |  |  | Item | 25 | EA | 100 | 1 | 25 | Date |  |  | 2024-09-30 15:41 |  | * | [6 empty] | 25 |  | 1 | 15 |  | 0 | 16 |  |  | * |  |  | None | *
3 | - IP-66968 | IP-66968 | 0 | Sub-assembly | Active |  | 30 | 1 |  |  |  | Item | 1 | EA | 100 | 1 | 1 | Date |  |  | 2024-09-30 15:41 |  | * | [6 empty] | 1 |  | 1 | 0 |  | 0 | 17 |  |  | * |  |  | None | *
4 | 05-EMT-0100 | EMT COUNDUIT 1/2" | 0 | Purchased Item | Active |  | 1 | 1 |  |  |  | Item | 19.53 | FT | 100 | 1 | 19.53 | Date |  |  | 2024-09-30 15:41 |  | * | [6 empty] | 19.53 |  | 1 | 15 |  | 0 | 16 |  |  | * |  |  | None | *
3 | - IP-58615 | 18ga GA Brt coil 60 | A | Sub-assembly | Active |  | 31 | 1 |  |  |  | Item | 2 | EA | 100 | 1 | 2 | Date |  |  | 2024-09-30 15:41 |  | * | [6 empty] | 2 |  | 1 | 0.064923 |  | 0.064923 | 17.0649 |  |  | * |  |  | None | *
4 | 45-GALC-0275 | STEEL,GALV,G90,16 GA,60" COIL | 0 | Purchased Item | Active |  | 1 | 1 |  |  |  | Item | 0.167 | SFT | 100 | 1 | 0.334 | Date |  |  | 2024-09-30 15:41 |  | * | [6 empty] | 0.334 |  | 1 | 15 |  | 0 | 16 |  |  | * |  |  | None | *
3 | 75-SCWH-14-114 | 1/4-14x1 1/4" SELF DRILL S.H.W PL | 0 | Purchased Item | Active |  | 32 | 1 |  |  |  | Item | 180 | EA | 100 | 1 | 180 | Date |  |  | 2024-09-30 15:41 |  | * | [6 empty] | 180 |  | 1 | 20 |  | 0 | 21 |  |  | * |  |  | None | *
3 | - IP-58614 | 18ga GA Brt coil 60 | A | Sub-assembly | Active |  | 33 | 1 |  |  |  | Item | 1 | EA | 100 | 1 | 1 | Date |  |  | 2024-09-30 15:41 |  | * | [6 empty] | 1 |  | 1 | 0.064923 |  | 0.064923 | 17.0649 |  |  | * |  |  | None | *
4 | 45-GALC-0275 | STEEL,GALV,G90,16 GA,60" COIL | 0 | Purchased Item | Active |  | 1 | 1 |  |  |  | Item | 0.25 | SFT | 100 | 1 | 0.25 | Date |  |  | 2024-09-30 15:41 |  | * | [6 empty] | 0.25 |  | 1 | 15 |  | 0 | 16 |  |  | * |  |  | None | *
3 | - IP-58611 | 18ga GA Brt coil 60 | A | Sub-assembly | Active |  | 34 | 1 |  |  |  | Item | 1 | EA | 100 | 1 | 1 | Date |  |  | 2024-09-30 15:41 |  | * | [6 empty] | 1 |  | 1 | 0.064923 |  | 0.064923 | 17.0649 |  |  | * |  |  | None | *
4 | 45-GALC-0275 | STEEL,GALV,G90,16 GA,60" COIL | 0 | Purchased Item | Active |  | 1 | 1 |  |  |  | Item | 0.25 | SFT | 100 | 1 | 0.25 | Date |  |  | 2024-09-30 15:41 |  | * | [6 empty] | 0.25 |  | 1 | 15 |  | 0 | 16 |  |  | * |  |  | None | *
3 | - IP-58610 | 1 5/8" x 1 5/8" - Galvanized - Unistrut | 0 | Sub-assembly | Active |  | 35 | 1 |  |  |  | Item | 7 | EA | 100 | 1 | 7 | Date |  |  | 2024-09-30 15:41 |  | * | [6 empty] | 7 |  | 1 | 0 |  | 0 | 12 |  |  | * |  |  | None | *
4 | 75-UNIST-0100 | 1 5/8" X 1 5/8" - GALVANIZED - UNISTRUT | 0 | Purchased Item | Active |  | 1 | 1 |  |  |  | Item | 0.25 | FT | 100 | 1 | 1.75 | Date |  |  | 2024-09-30 15:41 |  | * | [6 empty] | 1.75 |  | 1 | 10 |  | 0 | 11 |  |  | * |  |  | None | *
3 | 75-RIVN-1420 | 1/4"-20 Thread, 1/64"-3/16" Thickness,Screwdriver-Installed Rivet Nut,Zinc-Plated Stee #90186A213 | 0 | Purchased Item | Active |  | 36 | 1 |  |  |  | Item | 12 | EA | 100 | 1 | 12 | Date |  |  | 2024-09-30 15:41 |  | * | [6 empty] | 12 |  | 1 | 15 |  | 0 | 16 |  |  | * |  |  | None | *
3 | 10062972 | 8 AWG RING TERMINALS, BARE, 3M PN M8-516RK | 0 | Purchased Item | Active |  | 38 | 1 |  |  |  | Item | 4 | EA | 100 | 1 | 4 | Date |  |  | 2024-10-12 |  | * | [6 empty] | 4 |  | 1 | 5 |  | 0 | 6 |  |  | * |  |  | None | *
3 | - IP-58608 | UNISTRUT GALVANIZED 13/16" x 1 5/8" | 0 | Sub-assembly | Active |  | 39 | 1 |  |  |  | Item | 4 | EA | 100 | 1 | 4 | Date |  |  | 2024-09-30 15:41 |  | * | [6 empty] | 4 |  | 1 | 0 |  | 0 | 7 |  |  | * |  |  | None | *
4 | 75-UNIST-0110 | 13/16" X 1 5/8" - GALVANIZED - UNISTRUT | 0 | Purchased Item | Active |  | 1 | 1 |  |  |  | Item | 0.667 | FT | 100 | 1 | 2.668 | Date |  |  | 2024-09-30 15:41 |  | * | [6 empty] | 2.668 |  | 1 | 5 |  | 0 | 6 |  |  | * |  |  | None | *
3 | - IP-58607 | 1 5/8" x 1 5/8" - Galvanized - Unistrut | 0 | Sub-assembly | Active |  | 40 | 1 |  |  |  | Item | 6 | EA | 100 | 1 | 6 | Date |  |  | 2024-09-30 15:41 |  | * | [6 empty] | 6 |  | 1 | 0 |  | 0 | 12 |  |  | * |  |  | None | *
4 | 75-UNIST-0100 | 1 5/8" X 1 5/8" - GALVANIZED - UNISTRUT | 0 | Purchased Item | Active |  | 1 | 1 |  |  |  | Item | 0.417 | FT | 100 | 1 | 2.502 | Date |  |  | 2024-09-30 15:41 |  | * | [6 empty] | 2.502 |  | 1 | 10 |  | 0 | 11 |  |  | * |  |  | None | *
3 | - IP-58606 | UNISTRUT GALVANIZED 13/16" x 1 5/8" | 0 | Sub-assembly | Active |  | 41 | 1 |  |  |  | Item | 26 | EA | 100 | 1 | 26 | Date |  |  | 2024-09-30 15:41 |  | * | [6 empty] | 26 |  | 1 | 0 |  | 0 | 7 |  |  | * |  |  | None | *
4 | 75-UNIST-0110 | 13/16" X 1 5/8" - GALVANIZED - UNISTRUT | 0 | Purchased Item | Active |  | 1 | 1 |  |  |  | Item | 0.25 | FT | 100 | 1 | 6.5 | Date |  |  | 2024-09-30 15:41 |  | * | [6 empty] | 6.5 |  | 1 | 5 |  | 0 | 6 |  |  | * |  |  | None | *
3 | 10-SNS-KLE-RPS | ROOM STATIC PRESSURE SENSOR, KELE # RPS | 0 | Purchased Item | Active |  | 42 | 1 |  |  |  | Item | 2 | EA | 100 | 1 | 2 | Date |  |  | 2024-09-30 15:41 |  | * | [6 empty] | 2 |  | 1 | 40 |  | 0 | 41 |  |  | * |  |  | None | *
3 | - IP-66972 | IP-66972 | 0 | Sub-assembly | Active |  | 43 | 1 |  |  |  | Item | 1 | EA | 100 | 1 | 1 | Date |  |  | 2024-09-30 15:41 |  | * | [6 empty] | 1 |  | 1 | 0 |  | 0 | 17 |  |  | * |  |  | None | *
4 | 05-EMT-0100 | EMT COUNDUIT 1/2" | 0 | Purchased Item | Active |  | 1 | 1 |  |  |  | Item | 22.57 | FT | 100 | 1 | 22.57 | Date |  |  | 2024-09-30 15:41 |  | * | [6 empty] | 22.57 |  | 1 | 15 |  | 0 | 16 |  |  | * |  |  | None | *
3 | - IP-66975 | IP-66975 | 0 | Sub-assembly | Active |  | 44 | 1 |  |  |  | Item | 1 | EA | 100 | 1 | 1 | Date |  |  | 2024-09-30 15:41 |  | * | [6 empty] | 1 |  | 1 | 0 |  | 0 | 17 |  |  | * |  |  | None | *
4 | 05-EMT-0100 | EMT COUNDUIT 1/2" | 0 | Purchased Item | Active |  | 1 | 1 |  |  |  | Item | 22.71 | FT | 100 | 1 | 22.71 | Date |  |  | 2024-09-30 15:41 |  | * | [6 empty] | 22.71 |  | 1 | 15 |  | 0 | 16 |  |  | * |  |  | None | *
3 | - IP-66970 | IP-66970 | 0 | Sub-assembly | Active |  | 45 | 1 |  |  |  | Item | 1 | EA | 100 | 1 | 1 | Date |  |  | 2024-09-30 15:41 |  | * | [6 empty] | 1 |  | 1 | 0 |  | 0 | 17 |  |  | * |  |  | None | *
4 | 05-EMT-0100 | EMT COUNDUIT 1/2" | 0 | Purchased Item | Active |  | 1 | 1 |  |  |  | Item | 6.91 | FT | 100 | 1 | 6.91 | Date |  |  | 2024-09-30 15:41 |  | * | [6 empty] | 6.91 |  | 1 | 15 |  | 0 | 16 |  |  | * |  |  | None | *
3 | - IP-66971 | IP-66971 | 0 | Sub-assembly | Active |  | 46 | 1 |  |  |  | Item | 1 | EA | 100 | 1 | 1 | Date |  |  | 2024-09-30 15:41 |  | * | [6 empty] | 1 |  | 1 | 0 |  | 0 | 17 |  |  | * |  |  | None | *
4 | 05-EMT-0100 | EMT COUNDUIT 1/2" | 0 | Purchased Item | Active |  | 1 | 1 |  |  |  | Item | 5.67 | FT | 100 | 1 | 5.67 | Date |  |  | 2024-09-30 15:41 |  | * | [6 empty] | 5.67 |  | 1 | 15 |  | 0 | 16 |  |  | * |  |  | None | *
3 | 05-OBOX-0125 | 4" SQUARE DEEP OUTLET BOX | 0 | Purchased Item | Active |  | 47 | 1 |  |  |  | Item | 26 | EA | 100 | 1 | 26 | Date |  |  | 2024-09-30 15:41 |  | * | [6 empty] | 26 |  | 1 | 15 |  | 0 | 16 |  |  | * |  |  | None | *
3 | 05-SEAL-0100 | SEAL RING ½", THOMAS AND BETTS MODEL 5262 | 0 | Purchased Item | Active |  | 48 | 1 |  |  |  | Item | 12 | EA | 100 | 1 | 12 | Date |  |  | 2024-09-30 15:41 |  | * | [6 empty] | 12 |  | 1 | 15 |  | 0 | 16 |  |  | * |  |  | None | *
3 | 75-RN-1420AL | 1/4"-20 RIVET NUT ALUM (MC MASTER PART NUMBER 94020A343) | 0 | Purchased Item | Active |  | 49 | 1 |  |  |  | Item | 8 | EA | 100 | 1 | 8 | Date |  |  | 2024-09-30 15:41 |  | * | [6 empty] | 8 |  | 1 | 5 |  | 0 | 6 |  |  | * |  |  | None | *
3 | 05-LOCKNUT-0125 | RIGID LOCKNUTS 1-1/4" | 0 | Purchased Item | Active |  | 50 | 1 |  |  |  | Item | 8 | EA | 100 | 1 | 8 | Date |  |  | 2024-09-30 15:41 |  | * | [6 empty] | 8 |  | 1 | 15 |  | 0 | 16 |  |  | * |  |  | None | *
3 | - IP-66977 | IP-66977 | 0 | Sub-assembly | Active |  | 51 | 1 |  |  |  | Item | 1 | EA | 100 | 1 | 1 | Date |  |  | 2024-09-30 15:41 |  | * | [6 empty] | 1 |  | 1 | 0 |  | 0 | 17 |  |  | * |  |  | None | *
4 | 05-EMT-0100 | EMT COUNDUIT 1/2" | 0 | Purchased Item | Active |  | 1 | 1 |  |  |  | Item | 10.14 | FT | 100 | 1 | 10.14 | Date |  |  | 2024-09-30 15:41 |  | * | [6 empty] | 10.14 |  | 1 | 15 |  | 0 | 16 |  |  | * |  |  | None | *
3 | - IP-66978 | IP-66978 | 0 | Sub-assembly | Active |  | 52 | 1 |  |  |  | Item | 1 | EA | 100 | 1 | 1 | Date |  |  | 2024-09-30 15:41 |  | * | [6 empty] | 1 |  | 1 | 0 |  | 0 | 17 |  |  | * |  |  | None | *
4 | 05-EMT-0100 | EMT COUNDUIT 1/2" | 0 | Purchased Item | Active |  | 1 | 1 |  |  |  | Item | 9.8 | FT | 100 | 1 | 9.8 | Date |  |  | 2024-09-30 15:41 |  | * | [6 empty] | 9.8 |  | 1 | 15 |  | 0 | 16 |  |  | * |  |  | None | *
3 | - IP-66979 | IP-66979 | 0 | Sub-assembly | Active |  | 53 | 1 |  |  |  | Item | 1 | EA | 100 | 1 | 1 | Date |  |  | 2024-09-30 15:41 |  | * | [6 empty] | 1 |  | 1 | 0 |  | 0 | 17 |  |  | * |  |  | None | *
4 | 05-EMT-0100 | EMT COUNDUIT 1/2" | 0 | Purchased Item | Active |  | 1 | 1 |  |  |  | Item | 0.918 | FT | 100 | 1 | 0.918 | Date |  |  | 2024-09-30 15:41 |  | * | [6 empty] | 0.918 |  | 1 | 15 |  | 0 | 16 |  |  | * |  |  | None | *
3 | 05-PL.BUSH-0100 | 1/2"PLASTIC BUSHING | 0 | Purchased Item | Active |  | 54 | 1 |  |  |  | Item | 4 | EA | 100 | 1 | 4 | Date |  |  | 2024-09-30 15:41 |  | * | [6 empty] | 4 |  | 1 | 20 |  | 0 | 21 |  |  | * |  |  | None | *
3 | 05-LIGHT-0103 | 100W MARINE LIGHT #VWG-01-CG | 0 | Purchased Item | Active |  | 55 | 1 |  |  |  | Item | 2 | EA | 100 | 1 | 2 | Date |  |  | 2024-09-30 15:41 |  | * | [6 empty] | 2 |  | 1 | 10 |  | 0 | 11 |  |  | * |  |  | None | *
3 | 05-OUTL-0120 | LIQUID TIGHT BLANK COVER GRAY - 2" X 4" | 0 | Purchased Item | Active |  | 56 | 1 |  |  |  | Item | 4 | EA | 100 | 1 | 4 | Date |  |  | 2024-09-30 15:41 |  | * | [6 empty] | 4 |  | 1 | 15 |  | 0 | 16 |  |  | * |  |  | None | *
3 | 05-CONN-0125 | 3/4" EMT COMPRESSION CONNECTOR, RAIN TIGHT | 0 | Purchased Item | Active |  | 57 | 1 |  |  |  | Item | 18 | EA | 100 | 1 | 18 | Date |  |  | 2024-09-30 15:41 |  | * | [6 empty] | 18 |  | 1 | 10 |  | 0 | 11 |  |  | * |  |  | None | *
3 | 75-W-12-LOCK-SS | 304 STAINLESS STEEL-LOCK WASHER-1/2" | 0 | Purchased Item | Active |  | 58 | 1 |  |  |  | Item | 20 | EA | 100 | 1 | 20 | Date |  |  | 2024-09-30 15:41 |  | * | [6 empty] | 20 |  | 1 | 5 |  | 0 | 6 |  |  | * |  |  | None | *
3 | 05-NIPL-0325 | 1 1/4" X 3" RIGID NIPPLE PN NPL125300 | 0 | Purchased Item | Active |  | 59 | 1 |  |  |  | Item | 4 | EA | 100 | 1 | 4 | Date |  |  | 2024-09-30 15:41 |  | * | [6 empty] | 4 |  | 1 | 20 |  | 0 | 21 |  |  | * |  |  | None | *
3 | 05-LIGHT-0100 | 100W MARINE LIGHT #VCXL11GCGC CROUSE HINDS BRAND TP7600 | 0 | Purchased Item | Active |  | 60 | 1 |  |  |  | Item | 6 | EA | 100 | 1 | 6 | Date |  |  | 2024-09-30 15:41 |  | * | [6 empty] | 6 |  | 1 | 15 |  | 0 | 16 |  |  | * |  |  | None | *
3 | - IP-66983 | IP-66983 | 0 | Sub-assembly | Active |  | 61 | 1 |  |  |  | Item | 1 | EA | 100 | 1 | 1 | Date |  |  | 2024-09-30 15:41 |  | * | [6 empty] | 1 |  | 1 | 0 |  | 0 | 17 |  |  | * |  |  | None | *
4 | 05-EMT-0100 | EMT COUNDUIT 1/2" | 0 | Purchased Item | Active |  | 1 | 1 |  |  |  | Item | 10.92 | FT | 100 | 1 | 10.92 | Date |  |  | 2024-09-30 15:41 |  | * | [6 empty] | 10.92 |  | 1 | 15 |  | 0 | 16 |  |  | * |  |  | None | *
3 | - IP-66984 | IP-66984 | 0 | Sub-assembly | Active |  | 62 | 1 |  |  |  | Item | 1 | EA | 100 | 1 | 1 | Date |  |  | 2024-09-30 15:41 |  | * | [6 empty] | 1 |  | 1 | 0 |  | 0 | 17 |  |  | * |  |  | None | *
4 | 05-EMT-0100 | EMT COUNDUIT 1/2" | 0 | Purchased Item | Active |  | 1 | 1 |  |  |  | Item | 10.67 | FT | 100 | 1 | 10.67 | Date |  |  | 2024-09-30 15:41 |  | * | [6 empty] | 10.67 |  | 1 | 15 |  | 0 | 16 |  |  | * |  |  | None | *
3 | - MCYSC4-SEA-63087 | MCYSC4-SEA-63087 | A | Phantom item | Active |  | 64 | 1 |  |  |  | Item | 1 | EA | 100 | 1 | 1 | Date |  |  | 2024-09-30 15:41 |  | * | [6 empty] | 1 |  | 1 | 0 |  | 0 | 332 |  |  | * |  |  | None
4 | 10-SNS-ACC10 | OUTSIDE AIR PICKUP PORT PN ZPS-ACC10 | 0 | Purchased Item | Active |  | 1 | 1 |  |  |  | Item | 1 | EA | 100 | 1 | 1 | Date |  |  | 2024-09-30 15:41 |  | * | [6 empty] | 1 |  | 1 | 330 |  | 0 | 331 |  |  | * |  |  | None | *
4 | - IP-12898 | 13/16" x 1 5/8" - Galvanized - Unistrut | 0 | Sub-assembly | Active |  | 2 | 1 |  |  |  | Item | 1 | EA | 100 | 1 | 1 | Date |  |  | 2024-09-30 15:41 |  | * | [6 empty] | 1 |  | 1 | 0 |  | 0 | 7 |  |  | * |  |  | None | *
5 | 75-UNIST-0110 | 13/16" X 1 5/8" - GALVANIZED - UNISTRUT | 0 | Purchased Item | Active |  | 1 | 1 |  |  |  | Item | 0.33 | FT | 100 | 1 | 0.33 | Date |  |  | 2024-09-30 15:41 |  | * | [6 empty] | 0.33 |  | 1 | 5 |  | 0 | 6 |  |  | * |  |  | None | *
4 | 05-SLB-WET-0100 | 1/2" SERVICE ENTRANCE SLB, UL LISTED, WET LOCATIONS (NEOPRENE GASKET)1025. BRAND: ORBIT | 0 | Purchased Item | Active |  | 3 | 1 |  |  |  | Item | 1 | EA | 100 | 1 | 1 | Date |  |  | 2024-09-30 15:41 |  | * | [6 empty] | 1 |  | 1 | 15 |  | 0 | 16 |  |  | * |  |  | None | *
4 | 05-UNIST-0012 | 1/2" EMT UNISTRUT CLAMP | 0 | Purchased Item | Active |  | 4 | 1 |  |  |  | Item | 1 | EA | 100 | 1 | 1 | Date |  |  | 2024-09-30 15:41 |  | * | [6 empty] | 1 |  | 1 | 10 |  | 0 | 11 |  |  | * |  |  | None | *
4 | - IP-63088 | 1/2" EMT Conduit | 0 | Sub-assembly | Active |  | 5 | 1 |  |  |  | Item | 1 | EA | 100 | 1 | 1 | Date |  |  | 2024-09-30 15:41 |  | * | [6 empty] | 1 |  | 1 | 0 |  | 0 | 17 |  |  | * |  |  | None | *
5 | 05-EMT-0100 | EMT COUNDUIT 1/2" | 0 | Purchased Item | Active |  | 1 | 1 |  |  |  | Item | 6.5 | FT | 100 | 1 | 6.5 | Date |  |  | 2024-09-30 15:41 |  | * | [6 empty] | 6.5 |  | 1 | 15 |  | 0 | 16 |  |  | * |  |  | None | *
4 | 05-LOCKNUT-0050 | RIGID LOCKNUTS 1/2" | 0 | Purchased Item | Active |  | 6 | 1 |  |  |  | Item | 1 | EA | 100 | 1 | 1 | Date |  |  | 2024-09-30 15:41 |  | * | [6 empty] | 1 |  | 1 | 15 |  | 0 | 16 |  |  | * |  |  | None | *
4 | 05-NIPL-0251 | 1/2" X 4" RIGID NIPPLE MFG PART# 5535 WHEATLAND | 0 | Purchased Item | Active |  | 7 | 1 |  |  |  | Item | 1 | EA | 100 | 1 | 1 | Date |  |  | 2024-09-30 15:41 |  | * | [6 empty] | 1 |  | 1 | 45 |  | 0 | 46 |  |  | * |  |  | None | *
4 | 05-CONN-0101 | 1/2" EMT COMPRESSION CONNECTOR, RAIN TIGHT | 0 | Purchased Item | Active |  | 8 | 1 |  |  |  | Item | 1 | EA | 100 | 1 | 1 | Date |  |  | 2024-09-30 15:41 |  | * | [6 empty] | 1 |  | 1 | 15 |  | 0 | 16 |  |  | * |  |  | None | *
4 | 05-SEAL-0100 | SEAL RING ½", THOMAS AND BETTS MODEL 5262 | 0 | Purchased Item | Active |  | 9 | 1 |  |  |  | Item | 2 | EA | 100 | 1 | 2 | Date |  |  | 2024-09-30 15:41 |  | * | [6 empty] | 2 |  | 1 | 15 |  | 0 | 16 |  |  | * |  |  | None | *
3 | - IP-66985 | IP-66985 | 0 | Sub-assembly | Active |  | 65 | 1 |  |  |  | Item | 2 | EA | 100 | 1 | 2 | Date |  |  | 2024-09-30 15:41 |  | * | [6 empty] | 2 |  | 1 | 0 |  | 0 | 17 |  |  | * |  |  | None | *
4 | 05-EMT-0100 | EMT COUNDUIT 1/2" | 0 | Purchased Item | Active |  | 1 | 1 |  |  |  | Item | 9.63 | FT | 100 | 1 | 19.26 | Date |  |  | 2024-09-30 15:41 |  | * | [6 empty] | 19.26 |  | 1 | 15 |  | 0 | 16 |  |  | * |  |  | None | *
3 | - MCY06-SMA-66086 | ELECTRICAL BOX SUB ASSY | A | Sub-assembly | Active |  | 66 | 1 |  |  |  | Item | 2 | EA | 100 | 1 | 2 | Date |  |  | 2024-09-30 15:41 |  | * | [6 empty] | 2 |  | 1 | 1.6231 |  | 1.688 | 64.6231 |  |  | * |  |  | None | *
4 | 75-BH-14201-P | 1/4-20x1 HEX/BOLT PLT G5 | 0 | Purchased Item | Active |  | 1 | 1 |  |  |  | Item | 4 | EA | 100 | 1 | 8 | Date |  |  | 2024-09-30 15:41 |  | * | [6 empty] | 8 |  | 1 | 10 |  | 0 | 11 |  |  | * |  |  | None | *
4 | 10-OP-D7P-P5 | INDICATING LIGHTS,YELLOW,PLASTIC # D7P-P5 | 0 | Purchased Item | Active |  | 2 | 1 |  |  |  | Item | 1 | EA | 100 | 1 | 2 | Date |  |  | 2024-09-30 15:41 |  | * | [6 empty] | 2 |  | 1 | 15 |  | 0 | 16 |  |  | * |  |  | None | *
4 | - MCY06-SMA-61679 | Control Box 12Wx12Hx8D | 0 | Sub-assembly | Active |  | 3 | 1 |  |  |  | Item | 1 | EA | 100 | 1 | 2 | Date |  |  | 2024-09-30 15:41 |  | * | [6 empty] | 2 |  | 1 | 0 |  | 0.064923 | 8.0649 |  |  | * |  |  | None | *
5 | - IP-61680 | STEEL,JKT,A60,14 GA,60" COIL | A | Sub-assembly | Active |  | 1 | 1 |  |  |  | Item | 1 | EA | 100 | 1 | 2 | Date |  |  | 2024-09-30 15:41 |  | * | [6 empty] | 2 |  | 1 | 0.064923 |  | 0.064923 | 7.0649 |  |  | * |  |  | None | *
6 | 45-GALC-0500 | SHEET METAL-SOLID-GALVANNEAL A60-14GA. - COIL 48" WIDE | 0 | Purchased Item | Active |  | 100009 | 1 |  |  |  | Item | 3 | SFT | 100 | 1 | 6 | Date |  |  | 2024-10-14 22:50 |  | * |  |  | WIP_APU-1 |  |  |  | 6 |  | 1 | 5 |  | 0 | 6 |  |  | * |  |  | None | *
5 | - IP-61683 | STEEL,JKT,A60,14 GA,60" COIL | A | Sub-assembly | Active |  | 2 | 1 |  |  |  | Item | 1 | EA | 100 | 1 | 2 | Date |  |  | 2024-09-30 15:41 |  | * | [6 empty] | 2 |  | 1 | 0.064923 |  | 0.064923 | 7.0649 |  |  | * |  |  | None | *
6 | 45-GALC-0500 | SHEET METAL-SOLID-GALVANNEAL A60-14GA. - COIL 48" WIDE | 0 | Purchased Item | Active |  | 10009 | 1 |  |  |  | Item | 1 | SFT | 100 | 1 | 2 | Date |  |  | 2024-10-14 22:51 |  | * |  |  | WIP_APU-1 |  |  |  | 2 |  | 1 | 5 |  | 0 | 6 |  |  | * |  |  | None | *
5 | - IP-61684 | 304 SS PIANO HINGE 1-1/2"x72 #1582A329 | 0 | Sub-assembly | Active |  | 3 | 1 |  |  |  | Item | 1 | EA | 100 | 1 | 2 | Date |  |  | 2024-09-30 15:41 |  | * | [6 empty] | 2 |  | 1 | 0 |  | 0 | 7 |  |  | * |  |  | None | *
6 | 75-HINGE-0130 | Piano Standard Hinge - S/S P. HINGE 1.5x72 #1582A329 | 0 | Purchased Item | Active |  | 1 | 1 |  |  |  | Item | 1 | EA | 100 | 1 | 2 | Date |  |  | 2024-09-30 15:41 |  | * | [6 empty] | 2 |  | 1 | 5 |  | 0 | 6 |  |  | * |  |  | None | *
5 | - IP-61681 | STEEL,JKT,A60,14 GA,60" COIL | A | Sub-assembly | Active |  | 4 | 1 |  |  |  | Item | 1 | EA | 100 | 1 | 2 | Date |  |  | 2024-09-30 15:41 |  | * | [6 empty] | 2 |  | 1 | 0.064923 |  | 0.064923 | 7.0649 |  |  | * |  |  | None | *
6 | 45-GALC-0500 | SHEET METAL-SOLID-GALVANNEAL A60-14GA. - COIL 48" WIDE | 0 | Purchased Item | Active |  | 11 | 1 |  |  |  | Item | 1 | SFT | 100 | 1 | 2 | Date |  |  | 2024-10-14 22:48 |  | * |  |  | WIP_APU-1 |  |  |  | 2 |  | 1 | 5 |  | 0 | 6 |  |  | * |  |  | None | *
5 | - IP-61682 | STEEL,JKT,A60,14 GA,60" COIL | A | Sub-assembly | Active |  | 5 | 1 |  |  |  | Item | 1 | EA | 100 | 1 | 2 | Date |  |  | 2024-09-30 15:41 |  | * | [6 empty] | 2 |  | 1 | 0.064923 |  | 0.064923 | 7.0649 |  |  | * |  |  | None | *
6 | 45-GALC-0500 | SHEET METAL-SOLID-GALVANNEAL A60-14GA. - COIL 48" WIDE | 0 | Purchased Item | Active |  | 11 | 1 |  |  |  | Item | 1 | SFT | 100 | 1 | 2 | Date |  |  | 2024-10-14 22:53 |  | * |  |  | WIP_APU-1 |  |  |  | 2 |  | 1 | 5 |  | 0 | 6 |  |  | * |  |  | None | *
4 | 10-OP-D7P-P3 | INDICATING LIGHTS GREEN PLASTI | 0 | Finished Good - Buy | Active |  | 4 | 1 |  |  |  | Item | 1 | EA | 100 | 1 | 2 | Date |  |  | 2024-09-30 15:41 |  | * | [6 empty] | 2 |  | 1 | 15 |  | 0 | 16 |  |  | * |  |  | None | *
4 | - MCY06-SMA-66087 | LOCK ESTANDAR | 0 | Sub-assembly | Active |  | 5 | 1 |  |  |  | Item | 1 | EA | 100 | 1 | 2 | Date |  |  | 2024-09-30 15:41 |  | * | [6 empty] | 2 |  | 1 | 0 |  | 0 | 62 |  |  | * |  |  | None | *
5 | 75-LATC-0135 | DOOR LATC.RUBBER SEAL 1000-23 | 0 | Purchased Item | Active |  | 1 | 1 |  |  |  | Item | 1 | EA | 100 | 1 | 2 | Date |  |  | 2024-09-30 15:41 |  | * | [6 empty] | 2 |  | 1 | 40 |  | 0 | 41 |  |  | * |  |  | None | *
5 | 75-LATC-0125 | DOOR LATC.INSRT SLOTD 1000U142 | 0 | Purchased Item | Active |  | 2 | 1 |  |  |  | Item | 1 | EA | 100 | 1 | 2 | Date |  |  | 2024-09-30 15:41 |  | * | [6 empty] | 2 |  | 1 | 5 |  | 0 | 6 |  |  | * |  |  | None | *
5 | 75-LATC-0120 | DOOR LATC.HOUSNG W/NUT 1000U45 | 0 | Purchased Item | Active |  | 3 | 1 |  |  |  | Item | 1 | EA | 100 | 1 | 2 | Date |  |  | 2024-09-30 15:41 |  | * | [6 empty] | 2 |  | 1 | 60 |  | 0 | 61 |  |  | * |  |  | None | *
5 | 75-LATC-0131 | DOOR LATC.CAM H=25MM 1000-28 | 0 | Purchased Item | Active |  | 4 | 1 |  |  |  | Item | 1 | EA | 100 | 1 | 2 | Date |  |  | 2024-09-30 15:41 |  | * | [6 empty] | 2 |  | 1 | 5 |  | 0 | 6 |  |  | * |  |  | None | *
5 | 75-LATC-0140 | DOOR LATC.O RING 1000-24 | 0 | Purchased Item | Active |  | 5 | 1 |  |  |  | Item | 1 | EA | 100 | 1 | 2 | Date |  |  | 2024-09-30 15:41 |  | * | [6 empty] | 2 |  | 1 | 45 |  | 0 | 46 |  |  | * |  |  | None | *
4 | 10-POT-ABB-MP2 | POTENTIOMETER, KNOB W/RESISTOR, 10 KO, ABB PN MT-110B (1SFA611410R1106) | 0 | Purchased Item | Active |  | 6 | 1 |  |  |  | Item | 1 | EA | 100 | 1 | 2 | Date |  |  | 2024-09-30 15:41 |  | * | [6 empty] | 2 |  | 1 | 10 |  | 0 | 11 |  |  | * |  |  | None | *
4 | 10-OP-D7P-SM32 | STN.KNOB,3 POSITION,SELECTO SWITCH,PLASTIC # D7P-SM32 | 0 | Purchased Item | Active |  | 7 | 1 |  |  |  | Item | 1 | EA | 100 | 1 | 2 | Date |  |  | 2024-09-30 15:41 |  | * | [6 empty] | 2 |  | 1 | 15 |  | 0 | 16 |  |  | * |  |  | None | *
4 | 75-RIVN-1420 | 1/4"-20 Thread, 1/64"-3/16" Thickness,Screwdriver-Installed Rivet Nut,Zinc-Plated Stee #90186A213 | 0 | Purchased Item | Active |  | 8 | 1 |  |  |  | Item | 4 | EA | 100 | 1 | 8 | Date |  |  | 2024-09-30 15:41 |  | * | [6 empty] | 8 |  | 1 | 15 |  | 0 | 16 |  |  | * |  |  | None | *
4 | 10-POT-ABB-MP3 | LEGEND PLATE, SCALE 0 - 10, ABB PN SK615562-88 | 0 | Purchased Item | Active |  | 9 | 1 |  |  |  | Item | 1 | EA | 100 | 1 | 2 | Date |  |  | 2024-09-30 15:41 |  | * | [6 empty] | 2 |  | 1 | 10 |  | 0 | 11 |  |  | * |  |  | None | *
4 | 10-OP-D7-X10 | CONTACT BLOCK, NO # D7-X10, ALTERNATE ALLEN BRADLEY PN 800F-X10 | 0 | Purchased Item | Active |  | 10 | 1 |  |  |  | Item | 3 | EA | 100 | 1 | 6 | Date |  |  | 2024-09-30 15:41 |  | * | [6 empty] | 6 |  | 1 | 15 |  | 0 | 16 |  |  | * |  |  | None | *
4 | 10-OP-D7-N5W | POWER MODULE, INTEGRAL LED 120 | 0 | Finished Good - Buy | Active |  | 11 | 1 |  |  |  | Item | 2 | EA | 100 | 1 | 4 | Date |  |  | 2024-09-30 15:41 |  | * | [6 empty] | 4 |  | 1 | 15 |  | 0 | 16 |  |  | * |  |  | None | *
4 | 10-OP-D7-ALP | POEWR MODULES MOUNTING LATCH | 0 | Finished Good - Buy | Active |  | 12 | 1 |  |  |  | Item | 3 | EA | 100 | 1 | 6 | Date |  |  | 2024-09-30 15:41 |  | * | [6 empty] | 6 |  | 1 | 20 |  | 0 | 21 |  |  | * |  |  | None | *
3 | - IP-66986 | IP-66986 | 0 | Sub-assembly | Active |  | 67 | 1 |  |  |  | Item | 1 | EA | 100 | 1 | 1 | Date |  |  | 2024-09-30 15:41 |  | * | [6 empty] | 1 |  | 1 | 0 |  | 0 | 17 |  |  | * |  |  | None | *
4 | 05-EMT-0100 | EMT COUNDUIT 1/2" | 0 | Purchased Item | Active |  | 1 | 1 |  |  |  | Item | 3.49 | FT | 100 | 1 | 3.49 | Date |  |  | 2024-09-30 15:41 |  | * | [6 empty] | 3.49 |  | 1 | 15 |  | 0 | 16 |  |  | * |  |  | None | *
3 | - IP-66980 | IP-66980 | 0 | Sub-assembly | Active |  | 68 | 1 |  |  |  | Item | 1 | EA | 100 | 1 | 1 | Date |  |  | 2024-09-30 15:41 |  | * | [6 empty] | 1 |  | 1 | 0 |  | 0 | 17 |  |  | * |  |  | None | *
4 | 05-EMT-0100 | EMT COUNDUIT 1/2" | 0 | Purchased Item | Active |  | 1 | 1 |  |  |  | Item | 7.08 | FT | 100 | 1 | 7.08 | Date |  |  | 2024-09-30 15:41 |  | * | [6 empty] | 7.08 |  | 1 | 15 |  | 0 | 16 |  |  | * |  |  | None | *
3 | - IP-66981 | IP-66981 | 0 | Sub-assembly | Active |  | 69 | 1 |  |  |  | Item | 1 | EA | 100 | 1 | 1 | Date |  |  | 2024-09-30 15:41 |  | * | [6 empty] | 1 |  | 1 | 0 |  | 0 | 17 |  |  | * |  |  | None | *
4 | 05-EMT-0100 | EMT COUNDUIT 1/2" | 0 | Purchased Item | Active |  | 1 | 1 |  |  |  | Item | 13.41 | FT | 100 | 1 | 13.41 | Date |  |  | 2024-09-30 15:41 |  | * | [6 empty] | 13.41 |  | 1 | 15 |  | 0 | 16 |  |  | * |  |  | None | *
3 | 05-NIPL-AL.100 | M20 TO 1/2" NPT THREAD ADAPTER: ALUMINUM PN RAM-20 | 0 | Purchased Item | Active |  | 70 | 1 |  |  |  | Item | 8 | EA | 100 | 1 | 8 | Date |  |  | 2024-09-30 15:41 |  | * | [6 empty] | 8 |  | 1 | 40 |  | 0 | 41 |  |  | * |  |  | None | *
3 | - IP-66982 | IP-66982 | 0 | Sub-assembly | Active |  | 71 | 1 |  |  |  | Item | 1 | EA | 100 | 1 | 1 | Date |  |  | 2024-09-30 15:41 |  | * | [6 empty] | 1 |  | 1 | 0 |  | 0 | 17 |  |  | * |  |  | None | *
4 | 05-EMT-0100 | EMT COUNDUIT 1/2" | 0 | Purchased Item | Active |  | 1 | 1 |  |  |  | Item | 6.42 | FT | 100 | 1 | 6.42 | Date |  |  | 2024-09-30 15:41 |  | * | [6 empty] | 6.42 |  | 1 | 15 |  | 0 | 16 |  |  | * |  |  | None | *
3 | - IP-66988 | IP-66988 | 0 | Sub-assembly | Active |  | 72 | 1 |  |  |  | Item | 1 | EA | 100 | 1 | 1 | Date |  |  | 2024-09-30 15:41 |  | * | [6 empty] | 1 |  | 1 | 0 |  | 0 | 17 |  |  | * |  |  | None | *
4 | 05-EMT-0100 | EMT COUNDUIT 1/2" | 0 | Purchased Item | Active |  | 1 | 1 |  |  |  | Item | 8.55 | FT | 100 | 1 | 8.55 | Date |  |  | 2024-09-30 15:41 |  | * | [6 empty] | 8.55 |  | 1 | 15 |  | 0 | 16 |  |  | * |  |  | None | *
3 | - IP-66989 | IP-66989 | 0 | Sub-assembly | Active |  | 73 | 1 |  |  |  | Item | 1 | EA | 100 | 1 | 1 | Date |  |  | 2024-09-30 15:41 |  | * | [6 empty] | 1 |  | 1 | 0 |  | 0 | 17 |  |  | * |  |  | None | *
4 | 05-EMT-0100 | EMT COUNDUIT 1/2" | 0 | Purchased Item | Active |  | 1 | 1 |  |  |  | Item | 7.68 | FT | 100 | 1 | 7.68 | Date |  |  | 2024-09-30 15:41 |  | * | [6 empty] | 7.68 |  | 1 | 15 |  | 0 | 16 |  |  | * |  |  | None | *
3 | 75-W-516-LOCK-P | ZINC PLATED-LOCK WASHER-5/16" | 0 | Purchased Item | Active |  | 74 | 1 |  |  |  | Item | 4 | EA | 100 | 1 | 4 | Date |  |  | 2024-09-30 15:41 |  | * | [6 empty] | 4 |  | 1 | 90 |  | 0 | 91 |  |  | * |  |  | None | *
3 | 05-LOCKNUT-516 | ZINC-PLATED STEEL EXTERNAL-TOOTH LOCK WASHER FOR 5/16" SCREW SIZE, 0.32" ID, 0.61" OD (100 PACK) MC PN 91114A030 | 0 | Purchased Item | Active |  | 75 | 1 |  |  |  | Item | 2 | EA | 100 | 1 | 2 | Date |  |  | 2024-09-30 15:41 |  | * | [6 empty] | 2 |  | 1 | 15 |  | 0 | 16 |  |  | * |  |  | None | *
3 | 05-COUP-0250 | EMT TO FLEX COUPLING TOP BITE 1/2" PN ACC50 | 0 | Purchased Item | Active |  | 77 | 1 |  |  |  | Item | 8 | EA | 100 | 1 | 8 | Date |  |  | 2024-09-30 15:41 |  | * | [6 empty] | 8 |  | 1 | 20 |  | 0 | 21 |  |  | * |  |  | None | *
3 | 75-NH-1213-SS | 304 STAINLESS STEEL-HEX NUT-1/2"-13 THREADS PER INCH | 0 | Purchased Item | Active |  | 78 | 1 |  |  |  | Item | 10 | EA | 100 | 1 | 10 | Date |  |  | 2024-09-30 15:41 |  | * | [6 empty] | 10 |  | 1 | 35 |  | 0 | 36 |  |  | * |  |  | None | *
3 | - IP-66994 | IP-66994 | 0 | Sub-assembly | Active |  | 79 | 1 |  |  |  | Item | 1 | EA | 100 | 1 | 1 | Date |  |  | 2024-09-30 15:41 |  | * | [6 empty] | 1 |  | 1 | 0 |  | 0 | 17 |  |  | * |  |  | None | *
4 | 05-EMT-0100 | EMT COUNDUIT 1/2" | 0 | Purchased Item | Active |  | 1 | 1 |  |  |  | Item | 6.91 | FT | 100 | 1 | 6.91 | Date |  |  | 2024-09-30 15:41 |  | * | [6 empty] | 6.91 |  | 1 | 15 |  | 0 | 16 |  |  | * |  |  | None | *
3 | - MCYSC4-SMA-58605 | MCYSC4-SMA-58605 | 0 | Sub-assembly | Active |  | 80 | 1 |  |  |  | Item | 2 | EA | 100 | 1 | 2 | Date |  |  | 2024-09-30 15:41 |  | * | [6 empty] | 2 |  | 1 | 0 |  | 0 | 47 |  |  | * |  |  | None | *
4 | 05-OUTL-0142 | 15A TAMPER & WEATHER RESISTANT RECEPTACLE WHITE # TWR270-W | 0 | Purchased Item | Active |  | 1 | 1 |  |  |  | Item | 1 | EA | 100 | 1 | 2 | Date |  |  | 2024-09-30 15:41 |  | * | [6 empty] | 2 |  | 1 | 15 |  | 0 | 16 |  |  | * |  |  | None | *
4 | 05-NIPL-0250 | 1/2" X 3" RIGID NIPPLE MFG PART# 5533 WHEATLAND | 0 | Purchased Item | Active |  | 2 | 1 |  |  |  | Item | 1 | EA | 100 | 1 | 2 | Date |  |  | 2024-09-30 15:41 |  | * | [6 empty] | 2 |  | 1 | 45 |  | 0 | 46 |  |  | * |  |  | None | *
4 | 05-CONN-0101 | 1/2" EMT COMPRESSION CONNECTOR, RAIN TIGHT | 0 | Purchased Item | Active |  | 3 | 1 |  |  |  | Item | 1 | EA | 100 | 1 | 2 | Date |  |  | 2024-09-30 15:41 |  | * | [6 empty] | 2 |  | 1 | 15 |  | 0 | 16 |  |  | * |  |  | None | *
4 | 05-OUTL-0110 | 15A TOGGLE SWITCH PART# 1301-7W, ALTERNANTE 660 WG | 0 | Purchased Item | Active |  | 4 | 1 |  |  |  | Item | 1 | EA | 100 | 1 | 2 | Date |  |  | 2024-09-30 15:41 |  | * | [6 empty] | 2 |  | 1 | 15 |  | 0 | 16 |  |  | * |  |  | None | *
4 | 05-OUTL-0130 | LIQ-TITE GFI COVER | 0 | Purchased Item | Active |  | 5 | 1 |  |  |  | Item | 1 | EA | 100 | 1 | 2 | Date |  |  | 2024-09-30 15:41 |  | * | [6 empty] | 2 |  | 1 | 15 |  | 0 | 16 |  |  | * |  |  | None | *
4 | 05-JBOX-0134 | WEATHERPROOF OUTLET BOX SINGLE GANG 24 CUBIC INCH CAPACITY 2-5/8" DEEP , 3 HOLES 1/2" PN TP7074 | 0 | Purchased Item | Active |  | 6 | 1 |  |  |  | Item | 2 | EA | 100 | 1 | 4 | Date |  |  | 2024-09-30 15:41 |  | * | [6 empty] | 4 |  | 1 | 20 |  | 0 | 21 |  |  | * |  |  | None | *
4 | 05-PLUG-012 | 1/2" WEATHERPROOF CLOSURE PLUG, TOPAZ # WP50 | 0 | Purchased Item | Active |  | 7 | 1 |  |  |  | Item | 3 | EA | 100 | 1 | 6 | Date |  |  | 2024-09-30 15:41 |  | * | [6 empty] | 6 |  | 1 | 15 |  | 0 | 16 |  |  | * |  |  | None | *
4 | 05-COVER-0107 | 1-GANG WEATHERPROOF IN-USE COVER, EXTRA DUTY®, 16-IN-1, 2-3/4 IN. DEEP, GRAY TAYMAC MM420G | 0 | Purchased Item | Active |  | 8 | 1 |  |  |  | Item | 1 | EA | 100 | 1 | 2 | Date |  |  | 2024-09-30 15:41 |  | * | [6 empty] | 2 |  | 1 | 15 |  | 0 | 16 |  |  | * |  |  | None | *
3 | - IP-66995 | IP-66995 | 0 | Sub-assembly | Active |  | 81 | 1 |  |  |  | Item | 1 | EA | 100 | 1 | 1 | Date |  |  | 2024-09-30 15:41 |  | * | [6 empty] | 1 |  | 1 | 0 |  | 0 | 17 |  |  | * |  |  | None | *
4 | 05-EMT-0100 | EMT COUNDUIT 1/2" | 0 | Purchased Item | Active |  | 1 | 1 |  |  |  | Item | 7.25 | FT | 100 | 1 | 7.25 | Date |  |  | 2024-09-30 15:41 |  | * | [6 empty] | 7.25 |  | 1 | 15 |  | 0 | 16 |  |  | * |  |  | None | *
3 | - IP-66996 | IP-66996 | 0 | Sub-assembly | Active |  | 82 | 1 |  |  |  | Item | 1 | EA | 100 | 1 | 1 | Date |  |  | 2024-09-30 15:41 |  | * | [6 empty] | 1 |  | 1 | 0 |  | 0 | 17 |  |  | * |  |  | None | *
4 | 05-EMT-0100 | EMT COUNDUIT 1/2" | 0 | Purchased Item | Active |  | 1 | 1 |  |  |  | Item | 8.04 | FT | 100 | 1 | 8.04 | Date |  |  | 2024-09-30 15:41 |  | * | [6 empty] | 8.04 |  | 1 | 15 |  | 0 | 16 |  |  | * |  |  | None | *
3 | - IP-66997 | IP-66997 | 0 | Sub-assembly | Active |  | 83 | 1 |  |  |  | Item | 1 | EA | 100 | 1 | 1 | Date |  |  | 2024-09-30 15:41 |  | * | [6 empty] | 1 |  | 1 | 0 |  | 0 | 17 |  |  | * |  |  | None | *
4 | 05-EMT-0100 | EMT COUNDUIT 1/2" | 0 | Purchased Item | Active |  | 1 | 1 |  |  |  | Item | 6.21 | FT | 100 | 1 | 6.21 | Date |  |  | 2024-09-30 15:41 |  | * | [6 empty] | 6.21 |  | 1 | 15 |  | 0 | 16 |  |  | * |  |  | None | *
3 | - IP-66990 | IP-66990 | 0 | Sub-assembly | Active |  | 84 | 1 |  |  |  | Item | 1 | EA | 100 | 1 | 1 | Date |  |  | 2024-09-30 15:41 |  | * | [6 empty] | 1 |  | 1 | 0 |  | 0 | 17 |  |  | * |  |  | None | *
4 | 05-EMT-0100 | EMT COUNDUIT 1/2" | 0 | Purchased Item | Active |  | 1 | 1 |  |  |  | Item | 9.21 | FT | 100 | 1 | 9.21 | Date |  |  | 2024-09-30 15:41 |  | * | [6 empty] | 9.21 |  | 1 | 15 |  | 0 | 16 |  |  | * |  |  | None | *
3 | - IP-66992 | IP-66992 | 0 | Sub-assembly | Active |  | 85 | 1 |  |  |  | Item | 1 | EA | 100 | 1 | 1 | Date |  |  | 2024-09-30 15:41 |  | * | [6 empty] | 1 |  | 1 | 0 |  | 0 | 17 |  |  | * |  |  | None | *
4 | 05-EMT-0100 | EMT COUNDUIT 1/2" | 0 | Purchased Item | Active |  | 1 | 1 |  |  |  | Item | 8.52 | FT | 100 | 1 | 8.52 | Date |  |  | 2024-09-30 15:41 |  | * | [6 empty] | 8.52 |  | 1 | 15 |  | 0 | 16 |  |  | * |  |  | None | *
3 | - MCYSC4-SMA-58604 | Electric Chase | A | Sub-assembly | Active |  | 86 | 1 |  |  |  | Item | 2 | EA | 100 | 1 | 2 | Date |  |  | 2024-09-30 15:41 |  | * | [6 empty] | 2 |  | 1 | 0.054103 |  | 0.11903 | 127.0541 |  |  | * |  |  | None | *
4 | - MCYSC4-SMA-58596 | Electrical Mechanical Assembly | 0 | Sub-assembly | Active |  | 1 | 1 |  |  |  | Item | 1 | EA | 100 | 1 | 2 | Date |  |  | 2024-09-30 15:41 |  | * | [6 empty] | 2 |  | 1 | 0 |  | 0 | 47 |  |  | * |  |  | None | *
5 | 05-ADAP-PG36125 | PG36 MALE THREAD, TO 1.25-NPT FEMALE THREAD, ADAPTER # PG36-1.25 | 0 | Purchased Item | Active |  | 1 | 1 |  |  |  | Item | 1 | EA | 100 | 1 | 2 | Date |  |  | 2024-09-30 15:41 |  | * | [6 empty] | 2 |  | 1 | 45 |  | 0 | 46 |  |  | * |  |  | None | *
5 | 05-NIPL-0130 | CONDUIT NIPPLE 1-1/4 | 0 | Purchased Item | Active |  | 2 | 1 |  |  |  | Item | 1 | EA | 100 | 1 | 2 | Date |  |  | 2024-09-30 15:41 |  | * | [6 empty] | 2 |  | 1 | 15 |  | 0 | 16 |  |  | * |  |  | None | *
5 | 05-RBSL-CHPT487 | STD. RECTANGULAR BASE WITH COVER, SINGLE LATCH, SURFACE MOUNT, SIZE 104.62, SIDE 1.25-NPT CABLE ENTRY # CHPT-48.7LS ALTERNATE CHP-48LS - STANDARD, RECTANGULAR BASE WITH COVER, SINGLE LATCH, SURFACE MOUNT, SIZE 104.62, SIDE PG36 CABLE EN | 0 | Purchased Item | Active |  | 3 | 1 |  |  |  | Item | 1 | EA | 100 | 1 | 2 | Date |  |  | 2024-09-30 15:41 |  | * | [6 empty] | 2 |  | 1 | 20 |  | 0 | 21 |  |  | * |  |  | None | *
5 | 05-SE-LB1028 | 1-1/4" SERVICE ENTRANCE LB # 1028. BRAND: ORBIT | 0 | Purchased Item | Active |  | 4 | 1 |  |  |  | Item | 1 | EA | 100 | 1 | 2 | Date |  |  | 2024-09-30 15:41 |  | * | [6 empty] | 2 |  | 1 | 15 |  | 0 | 16 |  |  | * |  |  | None | *
4 | - IP-54805 | 14ga SS 304L Solid 60x144 | A | Sub-assembly | Active |  | 3 | 1 |  |  |  | Item | 1 | EA | 100 | 1 | 2 | Date |  |  | 2024-09-30 15:41 |  | * | [6 empty] | 2 |  | 1 | 0.064923 |  | 0.064923 | 22.0649 |  |  | * |  |  | None | *
5 | 45-304L-0192 | STEEL,304L,S/S,14GA,60X144 | 0 | Purchased Item | Active |  | 1 | 1 |  |  |  | Item | 4.7291 | SFT | 100 | 1 | 9.4581 | Date |  |  | 2024-09-30 15:41 |  | * | [6 empty] | 9.4581 |  | 1 | 20 |  | 0 | 21 |  |  | * |  |  | None | *
4 | 05-CONN-0443 | FLEX CONNECTOR SQUEEZE TYPE 1 1/4" PN 1711DC | 0 | Purchased Item | Active |  | 4 | 1 |  |  |  | Item | 5 | EA | 100 | 1 | 10 | Date |  |  | 2024-09-30 15:41 |  | * | [6 empty] | 10 |  | 1 | 15 |  | 0 | 16 |  |  | * |  |  | None | *
4 | - MCYSC4-SMA-58597 | Electrical Mechanical Assembly | 0 | Sub-assembly | Active |  | 5 | 1 |  |  |  | Item | 2 | EA | 100 | 1 | 4 | Date |  |  | 2024-09-30 15:41 |  | * | [6 empty] | 4 |  | 1 | 0 |  | 0 | 22 |  |  | * |  |  | None | *
5 | 05-RBDL-CHPT165 | STD. RECTANGULAR BASE, DOUBLE LATCH, SURFACE MOUNT, SIZE 77.27, SIDE 0.75-NPT CABLE ENTRY # CHPT-16.5 | 0 | Purchased Item | Active |  | 1 | 1 |  |  |  | Item | 1 | EA | 100 | 1 | 4 | Date |  |  | 2024-09-30 15:41 |  | * | [6 empty] | 4 |  | 1 | 20 |  | 0 | 21 |  |  | * |  |  | None | *
5 | 05-NIPL-0110 | CONDUIT NIPPLE 3/4" | 0 | Purchased Item | Active |  | 3 | 1 |  |  |  | Item | 1 | EA | 100 | 1 | 4 | Date |  |  | 2024-09-30 15:41 |  | * | [6 empty] | 4 |  | 1 | 15 |  | 0 | 16 |  |  | * |  |  | None | *
5 | 05-REDB-0104 | REDUCER BUSHNG 3/4-1/2 MFG PART# RB2 TOPAZ | 0 | Purchased Item | Active |  | 4 | 1 |  |  |  | Item | 1 | EA | 100 | 1 | 4 | Date |  |  | 2024-09-30 15:41 |  | * | [6 empty] | 4 |  | 1 | 15 |  | 0 | 16 |  |  | * |  |  | None | *
5 | 05-SE-LB1026 | 3/4" SERVICEHOSE SECTION ENTRANCE LB # 1026. BRAND: ORBIT | 0 | Purchased Item | Active |  | 5 | 1 |  |  |  | Item | 1 | EA | 100 | 1 | 4 | Date |  |  | 2024-09-30 15:41 |  | * | [6 empty] | 4 |  | 1 | 20 |  | 0 | 21 |  |  | * |  |  | None | *
4 | 05-CONN-0440 | FLEX CONNECTOR SQUEEZE TYPE 1/2"PN 1708DC | 0 | Purchased Item | Active |  | 6 | 1 |  |  |  | Item | 3 | EA | 100 | 1 | 6 | Date |  |  | 2024-09-30 15:41 |  | * | [6 empty] | 6 |  | 1 | 15 |  | 0 | 16 |  |  | * |  |  | None | *
4 | 05-COUP-0140 | RIGID COUPLING 1-1/4" | 0 | Purchased Item | Active |  | 7 | 1 |  |  |  | Item | 2 | EA | 100 | 1 | 4 | Date |  |  | 2024-09-30 15:41 |  | * | [6 empty] | 4 |  | 1 | 15 |  | 0 | 16 |  |  | * |  |  | None | *
4 | - MCYSC4-SMA-58599 | Electrical Mechanical Assembly | 0 | Sub-assembly | Active |  | 8 | 1 |  |  |  | Item | 1 | EA | 100 | 1 | 2 | Date |  |  | 2024-09-30 15:41 |  | * | [6 empty] | 2 |  | 1 | 0 |  | 0 | 47 |  |  | * |  |  | None | *
5 | 05-NIPL-0100 | CONDUIT NIPPLE 1/2" | 0 | Purchased Item | Active |  | 1 | 1 |  |  |  | Item | 1 | EA | 100 | 1 | 2 | Date |  |  | 2024-09-30 15:41 |  | * | [6 empty] | 2 |  | 1 | 15 |  | 0 | 16 |  |  | * |  |  | None | *
5 | 05-SE-LB1025 | 1/2" SERVICE ENTRANCE LB # 1025. BRAND: ORBIT | 0 | Purchased Item | Active |  | 2 | 1 |  |  |  | Item | 1 | EA | 100 | 1 | 2 | Date |  |  | 2024-09-30 15:41 |  | * | [6 empty] | 2 |  | 1 | 15 |  | 0 | 16 |  |  | * |  |  | None | *
5 | 05-ADAP-PG1612 | PG16 MALE THREAD, TO 0.5-NPT FEMALE THREAD, ADAPTER # PG16-1/2 | 0 | Purchased Item | Active |  | 3 | 1 |  |  |  | Item | 1 | EA | 100 | 1 | 2 | Date |  |  | 2024-09-30 15:41 |  | * | [6 empty] | 2 |  | 1 | 45 |  | 0 | 46 |  |  | * |  |  | None | *
4 | 05-RH-M15L21 | STD. RECTANGULAR HOOD, SIZE 49.16, 2 PEGS, TOP PG21 CABLE ENTRY # CZAV-15L21 | 0 | Purchased Item | Active |  | 9 | 1 |  |  |  | Item | 1 | EA | 100 | 1 | 2 | Date |  |  | 2024-09-30 15:41 |  | * | [6 empty] | 2 |  | 1 | 45 |  | 0 | 46 |  |  | * |  |  | None | *
4 | 05-RH-CHV48L | STD. RECTANGULAR HOOD, SIZE 104.62, 2 PEGS, TOP PG36 CABLE ENTRY # CHV-48L | 0 | Purchased Item | Active |  | 10 | 1 |  |  |  | Item | 1 | EA | 100 | 1 | 2 | Date |  |  | 2024-09-30 15:41 |  | * | [6 empty] | 2 |  | 1 | 45 |  | 0 | 46 |  |  | * |  |  | None | *
4 | 05-RH-CAVT165 | HOODS FOR 2 LEVERS, SIZE 77.27, TOP ENTRY, 3/4" NPT, METAL VERSION, IP66, P/N CAVT 16.5 | 0 | Purchased Item | Active |  | 11 | 1 |  |  |  | Item | 2 | EA | 100 | 1 | 4 | Date |  |  | 2024-09-30 15:41 |  | * | [6 empty] | 4 |  | 1 | 45 |  | 0 | 46 |  |  | * |  |  | None | *
4 | 05-RBSL-CZP15L | STD. RECTANGULAR BASE, IL-BRID SINGLE LATCH, SURFACE MOUNT, SIZE 49.16, SIDE PG16 CABLE ENTRY # CZP-15L | 0 | Purchased Item | Active |  | 12 | 1 |  |  |  | Item | 1 | EA | 100 | 1 | 2 | Date |  |  | 2024-09-30 15:41 |  | * | [6 empty] | 2 |  | 1 | 15 |  | 0 | 16 |  |  | * |  |  | None | *
4 | 05-QC-CPM06 | MALE RECT INSERT, 6 PIN, 35A, SCREW PN CPM-06 | 0 | Purchased Item | Active |  | 13 | 1 |  |  |  | Item | 2 | EA | 100 | 1 | 4 | Date |  |  | 2024-09-30 15:41 |  | * | [6 empty] | 4 |  | 1 | 20 |  | 0 | 21 |  |  | * |  |  | None | *
4 | 05-QC-CPF06 | FEMALE RECT INSERT, 6 PIN, 35A, SCREW PN CPF-06 | 0 | Purchased Item | Active |  | 14 | 1 |  |  |  | Item | 2 | EA | 100 | 1 | 4 | Date |  |  | 2024-09-30 15:41 |  | * | [6 empty] | 4 |  | 1 | 15 |  | 0 | 16 |  |  | * |  |  | None | *
4 | 05-MRI-CDSM42N | MALE INSERT, 84 POLES + PE, SPRING TERMINAL CONNECTIONS, 10A 400V, 6KV,3 SILVER PLATED, SIZE 104.62, CLASS INSERT SERIES, P/N CDSM 42 N | 0 | Purchased Item | Active |  | 15 | 1 |  |  |  | Item | 1 | EA | 100 | 1 | 2 | Date |  |  | 2024-09-30 15:41 |  | * | [6 empty] | 2 |  | 1 | 15 |  | 0 | 16 |  |  | * |  |  | None | *
4 | 05-MRI-CDSM42 | MALE INSERT, 42 POLES + PE, SPRING TERMINAL CONNECTIONS, 10A 400V, 6KV,3 SILVER PLATED, SIZE 104.27, CLASS INSERT SERIES, P/N CDSM 42 | 0 | Purchased Item | Active |  | 16 | 1 |  |  |  | Item | 1 | EA | 100 | 1 | 2 | Date |  |  | 2024-09-30 15:41 |  | * | [6 empty] | 2 |  | 1 | 15 |  | 0 | 16 |  |  | * |  |  | None | *
4 | 05-MRI-CDAM10 | MALE INSERT, 10 POLES + PE, SCREW TERMINAL CONNECTIONS, 16A, 250V, 4KV, 3, SILVER PLATED, SIZE 49.16, CLASS INSERT SERIES, P/N CDAM10 | 0 | Purchased Item | Active |  | 17 | 1 |  |  |  | Item | 1 | EA | 100 | 1 | 2 | Date |  |  | 2024-09-30 15:41 |  | * | [6 empty] | 2 |  | 1 | 15 |  | 0 | 16 |  |  | * |  |  | None | *
4 | 05-FRI-CDSF42N | FEMALE INSERT, 84 POLES + PE, SPRING TERMINAL CONNECTIONS, 10A 400V, 6KV,3 SILVER PLATED, SIZE 104.62, CLASS INSERT SERIES, P/N CDSF 42 N | 0 | Purchased Item | Active |  | 18 | 1 |  |  |  | Item | 1 | EA | 100 | 1 | 2 | Date |  |  | 2024-09-30 15:41 |  | * | [6 empty] | 2 |  | 1 | 15 |  | 0 | 16 |  |  | * |  |  | None | *
4 | 05-FRI-CDSF42 | FEMALE INSERT, 42 POLES + PE, SPRING TERMINAL CONNECTIONS, 10A 400V, 6KV,3 SILVER PLATED, SIZE 104.27, CLASS INSERT SERIES, P/N CDSF 42 | 0 | Purchased Item | Active |  | 19 | 1 |  |  |  | Item | 1 | EA | 100 | 1 | 2 | Date |  |  | 2024-09-30 15:41 |  | * | [6 empty] | 2 |  | 1 | 15 |  | 0 | 16 |  |  | * |  |  | None | *
4 | 05-FRI-CDAF10 | FEMALE INSERT, 10 POLES + PE, SCREW TERMINAL CONNECTIONS, 16A, 250V, 4KV, 3, SILVER PLATED, SIZE 49.16, CLASS INSERT SERIES, P/N CDAF10 | 0 | Purchased Item | Active |  | 20 | 1 |  |  |  | Item | 1 | EA | 100 | 1 | 2 | Date |  |  | 2024-09-30 15:41 |  | * | [6 empty] | 2 |  | 1 | 15 |  | 0 | 16 |  |  | * |  |  | None | *
4 | 05-ADAP-PG2112 | PG21 MALE THREAD, TO 0.5-NPT FEMALE THREAD, ADAPTER # PG21-1/2 | 0 | Purchased Item | Active |  | 21 | 1 |  |  |  | Item | 1 | EA | 100 | 1 | 2 | Date |  |  | 2024-09-30 15:41 |  | * | [6 empty] | 2 |  | 1 | 15 |  | 0 | 16 |  |  | * |  |  | None | *
4 | 75-BR-146325A | 1/4" DIAMETER, 0.0630"-0.25" MATERIAL THICKNESS, ALUMINUM BLIND RIVET WITH ALUMINUM MANDREL MCMASTER# 97447A651 | 0 | Purchased Item | Active |  | 22 | 1 |  |  |  | Item | 4 | EA | 100 | 1 | 8 | Date |  |  | 2024-09-30 15:41 |  | * | [6 empty] | 8 |  | 1 | 125 |  | 0 | 126 |  |  | * |  |  | None | *
4 | 75-BR-97525A485 | 18-8 STAINLESS STEEL BLIND RIVET WITH 18-8 STAINLESS STEEL MANDREL, DOMED, 3/16" DIAMETER, .063"-.125" MATERIAL THICKNESS PART #97525A485 | 0 | Purchased Item | Active |  | 23 | 1 |  |  |  | Item | 12 | EA | 100 | 1 | 24 | Date |  |  | 2024-09-30 15:41 |  | * | [6 empty] | 24 |  | 1 | 5 |  | 0 | 6 |  |  | * |  |  | None | *
3 | - IP-66993 | IP-66993 | 0 | Sub-assembly | Active |  | 87 | 1 |  |  |  | Item | 2 | EA | 100 | 1 | 2 | Date |  |  | 2024-09-30 15:41 |  | * | [6 empty] | 2 |  | 1 | 0 |  | 0 | 17 |  |  | * |  |  | None | *
4 | 05-EMT-0130 | EMT COUNDUIT 1-1/4" | 0 | Purchased Item | Active |  | 1 | 1 |  |  |  | Item | 2.17 | FT | 100 | 1 | 4.34 | Date |  |  | 2024-09-30 15:41 |  | * | [6 empty] | 4.34 |  | 1 | 15 |  | 0 | 16 |  |  | * |  |  | None | *
3 | 05-PL.BUSH-0400 | 1 1/4"PLASTIC BUSH MFG PART# 834 TOPAZ | 0 | Purchased Item | Active |  | 88 | 1 |  |  |  | Item | 8 | EA | 100 | 1 | 8 | Date |  |  | 2024-09-30 15:41 |  | * | [6 empty] | 8 |  | 1 | 15 |  | 0 | 16 |  |  | * |  |  | None | *
3 | 05-CONN-0220 | FTG,LIQ-TITE,INS,CONN_90,.5 | 0 | Purchased Item | Active |  | 89 | 1 |  |  |  | Item | 8 | EA | 100 | 1 | 8 | Date |  |  | 2024-09-30 15:41 |  | * | [6 empty] | 8 |  | 1 | 15 |  | 0 | 16 |  |  | * |  |  | None | *
3 | 75-W-14-FLAT-S | 1/4" FLAT WASHER 316 STAINLESS | 0 | Purchased Item | Active |  | 90 | 1 |  |  |  | Item | 8 | EA | 100 | 1 | 8 | Date |  |  | 2024-09-30 15:41 |  | * | [6 empty] | 8 |  | 1 | 30 |  | 0 | 31 |  |  | * |  |  | None | *
3 | - IP-66998 | IP-66998 | 0 | Sub-assembly | Active |  | 91 | 1 |  |  |  | Item | 1 | EA | 100 | 1 | 1 | Date |  |  | 2024-09-30 15:41 |  | * | [6 empty] | 1 |  | 1 | 0 |  | 0 | 17 |  |  | * |  |  | None | *
4 | 05-EMT-0100 | EMT COUNDUIT 1/2" | 0 | Purchased Item | Active |  | 1 | 1 |  |  |  | Item | 9.05 | FT | 100 | 1 | 9.05 | Date |  |  | 2024-09-30 15:41 |  | * | [6 empty] | 9.05 |  | 1 | 15 |  | 0 | 16 |  |  | * |  |  | None | *
3 | 75-BH-51618112P | ZINC PLATED-STANDARD HEX BOLT-5/16"-18 THREADS PER INCH X 1-1/2" LONG | 0 | Purchased Item | Active |  | 92 | 1 |  |  |  | Item | 2 | EA | 100 | 1 | 2 | Date |  |  | 2024-09-30 15:41 |  | * | [6 empty] | 2 |  | 1 | 5 |  | 0 | 6 |  |  | * |  |  | None | *
3 | 05-OUTL-0140 | 2X4 JBOX COVER | 0 | Purchased Item | Active |  | 93 | 1 |  |  |  | Item | 8 | EA | 100 | 1 | 8 | Date |  |  | 2024-09-30 15:41 |  | * | [6 empty] | 8 |  | 1 | 15 |  | 0 | 16 |  |  | * |  |  | None | *
3 | 05-CONN-0101 | 1/2" EMT COMPRESSION CONNECTOR, RAIN TIGHT | 0 | Purchased Item | Active |  | 94 | 1 |  |  |  | Item | 64 | EA | 100 | 1 | 64 | Date |  |  | 2024-09-30 15:41 |  | * | [6 empty] | 64 |  | 1 | 15 |  | 0 | 16 |  |  | * |  |  | None | *
3 | 75-W-12-FLAT-SS | 304 STAINLESS STEEL-FLAT WASHER-1/2" | 0 | Purchased Item | Active |  | 95 | 1 |  |  |  | Item | 20 | EA | 100 | 1 | 20 | Date |  |  | 2024-09-30 15:41 |  | * | [6 empty] | 20 |  | 1 | 25 |  | 0 | 26 |  |  | * |  |  | None | *
3 | 05-JBOX-0124 | LIQ TIGHT BOX 2X4 5 HOLE | 0 | Purchased Item | Active |  | 96 | 1 |  |  |  | Item | 4 | EA | 100 | 1 | 4 | Date |  |  | 2024-09-30 15:41 |  | * | [6 empty] | 4 |  | 1 | 15 |  | 0 | 16 |  |  | * |  |  | None | *
3 | 05-LOCKNUT-0050 | RIGID LOCKNUTS 1/2" | 0 | Purchased Item | Active |  | 97 | 1 |  |  |  | Item | 4 | EA | 100 | 1 | 4 | Date |  |  | 2024-09-30 15:41 |  | * | [6 empty] | 4 |  | 1 | 15 |  | 0 | 16 |  |  | * |  |  | None | *
3 | 05-UNIST-0114 | 1 1/4" EMT UNISTRUT CLAMP | 0 | Purchased Item | Active |  | 98 | 1 |  |  |  | Item | 35 | EA | 100 | 1 | 35 | Date |  |  | 2024-09-30 15:41 |  | * | [6 empty] | 35 |  | 1 | 15 |  | 0 | 16 |  |  | * |  |  | None | *
3 | 05-NIPL-1612BR | 1/2" M16 X 1 .5 ADAPTER PG METRIC NPT PN AM-1612-BR | 0 | Purchased Item | Active |  | 99 | 1 |  |  |  | Item | 16 | EA | 100 | 1 | 16 | Date |  |  | 2024-09-30 15:41 |  | * | [6 empty] | 16 |  | 1 | 15 |  | 0 | 16 |  |  | * |  |  | None | *
3 | 05-C.GLA-0100 | 1/2" HELUTOP CABLE GLAND MODEL 92791 HELUKABEL | 0 | Purchased Item | Active |  | 100 | 1 |  |  |  | Item | 21 | EA | 100 | 1 | 21 | Date |  |  | 2024-09-30 15:41 |  | * | [6 empty] | 21 |  | 1 | 15 |  | 0 | 16 |  |  | * |  |  | None | *
3 | 05-COUP-GF864 | 1-1/4" EMT COMPRESSION TO SCREW-IN FLEXIBLE METAL CONDUIT A.I. # GF864 | 0 | Purchased Item | Active |  | 101 | 1 |  |  |  | Item | 14 | EA | 100 | 1 | 14 | Date |  |  | 2024-09-30 15:41 |  | * | [6 empty] | 14 |  | 1 | 15 |  | 0 | 16 |  |  | * |  |  | None | *
3 | 05-COUP-0191 | EMT COMPRESSION COUPLING 1-1/4", RAIN TIGHT | 0 | Purchased Item | Active |  | 102 | 1 |  |  |  | Item | 8 | EA | 100 | 1 | 8 | Date |  |  | 2024-09-30 15:41 |  | * | [6 empty] | 8 |  | 1 | 20 |  | 0 | 21 |  |  | * |  |  | None | *
3 | - IP-65720 | GUTTERMELT SR 120 VAC 12WT 190" W/ 10' COLD LEAD KIT (BID # 2) P/N HT393473-CD16 | 0 | Sub-assembly | Active |  | 103 | 1 |  |  |  | Item | 2 | EA | 100 | 1 | 2 | Date |  |  | 2024-09-30 15:41 |  | * | [6 empty] | 2 |  | 1 | 0 |  | 0 | 52 |  |  | * |  |  | None | *
4 | 10-CFH-HTCD16 | GUTTERMELT SR 120 VAC 12WT 190" W/ 10' COLD LEAD KIT (BID # 2) P/N HT393473-CD16 | 0 | Purchased Item | Active |  | 1 | 1 |  |  |  | Item | 1 | EA | 100 | 1 | 2 | Date |  |  | 2024-09-30 15:41 |  | * | [6 empty] | 2 |  | 1 | 50 |  | 0 | 51 |  |  | * |  |  | None | *
3 | 75-BH-1213412S | 1/2"-13 X 4-1/2" ASTM F593 18-8 STAINLESS STEEL HEX BOLT FASTENAL# 0173085 | 0 | Purchased Item | Active |  | 104 | 1 |  |  |  | Item | 10 | EA | 100 | 1 | 10 | Date |  |  | 2024-09-30 15:41 |  | * | [6 empty] | 10 |  | 1 | 5 |  | 0 | 6 |  |  | * |  |  | None | *
3 | 05-CONN-0440 | FLEX CONNECTOR SQUEEZE TYPE 1/2"PN 1708DC | 0 | Purchased Item | Active |  | 105 | 1 |  |  |  | Item | 29 | EA | 100 | 1 | 29 | Date |  |  | 2024-09-30 15:41 |  | * | [6 empty] | 29 |  | 1 | 15 |  | 0 | 16 |  |  | * |  |  | None | *
3 | - IP-65728 | GUTTERMELT SR 120 VAC 12WT 190" W/ 10' COLD LEAD KIT (BID # 2) P/N HT393473-CD16 | 0 | Sub-assembly | Active |  | 106 | 1 |  |  |  | Item | 2 | EA | 100 | 1 | 2 | Date |  |  | 2024-09-30 15:41 |  | * | [6 empty] | 2 |  | 1 | 0 |  | 0 | 52 |  |  | * |  |  | None | *
4 | 10-CFH-HTCD16 | GUTTERMELT SR 120 VAC 12WT 190" W/ 10' COLD LEAD KIT (BID # 2) P/N HT393473-CD16 | 0 | Purchased Item | Active |  | 1 | 1 |  |  |  | Item | 1 | EA | 100 | 1 | 2 | Date |  |  | 2024-09-30 15:41 |  | * | [6 empty] | 2 |  | 1 | 50 |  | 0 | 51 |  |  | * |  |  | None | *
3 | 05-CLAMPS-0110 | 1/4" NYLON CABLE CLAMPS | 0 | Purchased Item | Active |  | 107 | 1 |  |  |  | Item | 14 | EA | 100 | 1 | 14 | Date |  |  | 2024-09-30 15:41 |  | * | [6 empty] | 14 |  | 1 | 10 |  | 0 | 11 |  |  | * |  |  | None | *
3 | 05-CONN-0160 | 1/2" LIQ-TITE STR CONNECTOR | 0 | Purchased Item | Active |  | 108 | 1 |  |  |  | Item | 8 | EA | 100 | 1 | 8 | Date |  |  | 2024-09-30 15:41 |  | * | [6 empty] | 8 |  | 1 | 15 |  | 0 | 16 |  |  | * |  |  | None | *
3 | 75-W-14-LOCK-SS | 304 STAINLESS STEEL-LOCK WASHER-1/4" | 0 | Purchased Item | Active |  | 109 | 1 |  |  |  | Item | 8 | EA | 100 | 1 | 8 | Date |  |  | 2024-09-30 15:41 |  | * | [6 empty] | 8 |  | 1 | 15 |  | 0 | 16 |  |  | * |  |  | None | *
3 | 05-CONN-0280 | FLEX CONNECTOR 1/2" | 0 | Purchased Item | Active |  | 110 | 1 |  |  |  | Item | 24 | EA | 100 | 1 | 24 | Date |  |  | 2024-09-30 15:41 |  | * | [6 empty] | 24 |  | 1 | 15 |  | 0 | 16 |  |  | * |  |  | None | *
3 | 05-CONN-0327 | 90 FLEX CONNECTOR 1/2", TOPAZ 101I | 0 | Purchased Item | Active |  | 111 | 1 |  |  |  | Item | 48 | EA | 100 | 1 | 48 | Date |  |  | 2024-09-30 15:41 |  | * | [6 empty] | 48 |  | 1 | 20 |  | 0 | 21 |  |  | * |  |  | None | *
3 | 75-BH-14203S | 1/4-20 X 3” HEX HEAD CAP SCREW, 18-8 STAINLESS STEEL. MM#92240A554 | 0 | Purchased Item | Active |  | 112 | 1 |  |  |  | Item | 8 | EA | 100 | 1 | 8 | Date |  |  | 2024-09-30 15:41 |  | * | [6 empty] | 8 |  | 1 | 5 |  | 0 | 6 |  |  | * |  |  | None | *
3 | 05-SE-LB1025 | 1/2" SERVICE ENTRANCE LB # 1025. BRAND: ORBIT | 0 | Purchased Item | Active |  | 113 | 1 |  |  |  | Item | 6 | EA | 100 | 1 | 6 | Date |  |  | 2024-09-30 15:41 |  | * | [6 empty] | 6 |  | 1 | 15 |  | 0 | 16 |  |  | * |  |  | None | *
3 | 05-JBOX-N102 | J-BOX N1 8X8X6 W/O KNOCKOUTS | 0 | Purchased Item | Active |  | 114 | 1 |  |  |  | Item | 2 | EA | 100 | 1 | 2 | Date |  |  | 2024-09-30 15:41 |  | * | [6 empty] | 2 |  | 1 | 15 |  | 0 | 16 |  |  | * |  |  | None | *
3 | 75-W-516-FLAT-P | ZINC PLATED-FLAT WASHER-5/16" | 0 | Purchased Item | Active |  | 115 | 1 |  |  |  | Item | 4 | EA | 100 | 1 | 4 | Date |  |  | 2024-09-30 15:41 |  | * | [6 empty] | 4 |  | 1 | 20 |  | 0 | 21 |  |  | * |  |  | None | *
3 | 05-CONN-0443 | FLEX CONNECTOR SQUEEZE TYPE 1 1/4" PN 1711DC | 0 | Purchased Item | Active |  | 116 | 1 |  |  |  | Item | 8 | EA | 100 | 1 | 8 | Date |  |  | 2024-09-30 15:41 |  | * | [6 empty] | 8 |  | 1 | 15 |  | 0 | 16 |  |  | * |  |  | None | *
3 | 05-JBOX-N101 | J-BOX N1 6X6X4 W/O KNOCKOUTS | 0 | Purchased Item | Active |  | 117 | 1 |  |  |  | Item | 4 | EA | 100 | 1 | 4 | Date |  |  | 2024-09-30 15:41 |  | * | [6 empty] | 4 |  | 1 | 20 |  | 0 | 21 |  |  | * |  |  | None | *
3 | 05-SE-LB1028 | 1-1/4" SERVICE ENTRANCE LB # 1028. BRAND: ORBIT | 0 | Purchased Item | Active |  | 118 | 1 |  |  |  | Item | 4 | EA | 100 | 1 | 4 | Date |  |  | 2024-09-30 15:41 |  | * | [6 empty] | 4 |  | 1 | 15 |  | 0 | 16 |  |  | * |  |  | None | *
3 | -10082261 | BP MP5 RELIEF FAN | 0 | Sub-assembly | Active |  | 119 | 1 |  |  |  | Item | 1 | EA | 100 | 1 | 1 | Date |  |  | 2024-09-30 15:41 |  | * | [6 empty] | 1 |  | 1 | 0 |  | 0 | 102 |  |  | * |  |  | None | *
4 | 10-BBS-1240 | CONNECTING TERMINAL PLATE, 3-POLE, WOHNER PN 01 240 | 0 | Purchased Item | Active |  | 10 | 1 |  |  |  | Item | 1 | EA | 100 | 1 | 1 | Date |  |  | 2024-09-30 15:41 |  | * | [6 empty] | 1 |  | 1 | 15 |  | 0 | 16 |  |  | * |  |  | None | *
4 | 10-BBS-1508 | SUPPORT, 3P, FLAT, UL LISTED PN 01508 | 0 | Purchased Item | Active |  | 20 | 1 |  |  |  | Item | 4 | EA | 100 | 1 | 4 | Date |  |  | 2024-09-30 15:41 |  | * | [6 empty] | 4 |  | 1 | 15 |  | 0 | 16 |  |  | * |  |  | None | *
4 | 10-BKM-SQD-001 | CIRCUIT BREAKER QO115EPD QOMB1 | A | Purchased Item | Active |  | 30 | 1 |  |  |  | Item | 2 | EA | 100 | 1 | 2 | Date |  |  | 2024-09-30 15:41 |  | * | [6 empty] | 2 |  | 1 | 50 |  | 0 | 51 |  |  | * |  |  | None | *
4 | 10-BPW-1518 | PANEL COVER, 1100MM PN 01518 | 0 | Purchased Item | Active |  | 40 | 1 |  |  |  | Item | 1 | EA | 100 | 1 | 1 | Date |  |  | 2024-09-30 15:41 |  | * | [6 empty] | 1 |  | 1 | 15 |  | 0 | 16 |  |  | * |  |  | None | *
4 | 10-BRK-SQD-G001 | BREAKER CIRCUIT 15A | 0 | Purchased Item | Active |  | 50 | 1 |  |  |  | Item | 2 | EA | 100 | 1 | 2 | Date |  |  | 2024-09-30 15:41 |  | * | [6 empty] | 2 |  | 1 | 50 |  | 0 | 51 |  |  | * |  |  | None | *
4 | 10-CNT-SQD-002 | CONTACTOR 3-POLE 110V COIL 9 A | 0 | Purchased Item | Active |  | 60 | 1 |  |  |  | Item | 4 | EA | 100 | 1 | 4 | Date |  |  | 2024-09-30 15:41 |  | * | [6 empty] | 4 |  | 1 | 50 |  | 0 | 51 |  |  | * |  |  | None | *
4 | 10-CS-ACI-CTE50 | OUTPUT CURRENT SENSOR , SOLID-CORE 0-5 VDC, ACI PN A/CTE-50 | 0 | Purchased Item | Active |  | 70 | 1 |  |  |  | Item | 1 | EA | 100 | 1 | 1 | Date |  |  | 2024-09-30 15:41 |  | * | [6 empty] | 1 |  | 1 | 100 |  | 0 | 101 |  |  | * |  |  | None | *
4 | 10-DINR-0110 | 35MM DIN RAIL, 2 METERS LENGTH (7.5MM HIGH) P/N PD35ZF6 | 0 | Purchased Item | Active |  | 80 | 1 |  |  |  | Item | 1 | EA | 100 | 1 | 1 | Date |  |  | 2024-09-30 15:41 |  | * | [6 empty] | 1 |  | 1 | 45 |  | 0 | 46 |  |  | * |  |  | None | *
4 | 10-FCB-1618 | 12X5MM 150A FLAT COPPER BUSBARS, 2400MM, TIN PLATED, WOHNER PN 01618 | 0 | Purchased Item | Active |  | 90 | 1 |  |  |  | Item | 3 | EA | 100 | 1 | 3 | Date |  |  | 2024-09-30 15:41 |  | * | [6 empty] | 3 |  | 1 | 30 |  | 0 | 31 |  |  | * |  |  | None | *
4 | 10-GBAR-5764 | GROUND BAR, ALUMINUM (6) 4-14 AWG, NSI PN 4-14 (74) | 0 | Purchased Item | Active |  | 100 | 1 |  |  |  | Item | 1 | EA | 100 | 1 | 1 | Date |  |  | 2024-09-30 15:41 |  | * | [6 empty] | 1 |  | 1 | 40 |  | 0 | 41 |  |  | * |  |  | None | *
4 | 10-MCP-SQD-004 | MOTOR PROTECTOR CLASS 10 4 TO | 0 | Finished Good - Buy | Active |  | 110 | 1 |  |  |  | Item | 4 | EA | 100 | 1 | 4 | Date |  |  | 2024-09-30 15:41 |  | * | [6 empty] | 4 |  | 1 | 20 |  | 0 | 21 |  |  | * |  |  | None | *
4 | 10-POWER-W04 | SWITCHED-MODE POWER SUPPLY, 1-PHASE, 12 VDC OUTPUT, 2A OUTPUT, WAGO P/N 787-1001 | 0 | Purchased Item | Active |  | 120 | 1 |  |  |  | Item | 1 | EA | 100 | 1 | 1 | Date |  |  | 2024-09-30 15:41 |  | * | [6 empty] | 1 |  | 1 | 50 |  | 0 | 51 |  |  | * |  |  | None | *
4 | 10-RLY-RIBU1C | ENCLOSED RELAY 10A SPDT W/120 VAC COIL, P/N RIBU1C | 0 | Purchased Item | Active |  | 130 | 1 |  |  |  | Item | 1 | EA | 100 | 1 | 1 | Date |  |  | 2024-09-30 15:41 |  | * | [6 empty] | 1 |  | 1 | 30 |  | 0 | 31 |  |  | * |  |  | None | *
4 | 10-RLY-SQD-036 | MINIATURE RELAY WITH LED 4PDT | 0 | Finished Good - Buy | Active |  | 140 | 1 |  |  |  | Item | 4 | EA | 100 | 1 | 4 | Date |  |  | 2024-09-30 15:41 |  | * | [6 empty] | 4 |  | 1 | 50 |  | 0 | 51 |  |  | * |  |  | None | *
4 | 10-RLY-SQD-040 | RELAY SOCKET 300V 10A S.D # RXZE2M114M | 0 | Purchased Item | Active |  | 150 | 1 |  |  |  | Item | 4 | EA | 100 | 1 | 4 | Date |  |  | 2024-09-30 15:41 |  | * | [6 empty] | 4 |  | 1 | 50 |  | 0 | 51 |  |  | * |  |  | None | *
4 | 10-TERM-1203 | 2 CONDUCTOR THROUGH TERMINAL BLOCK SUITABLE FOR EX E APPLICATIONS, WAGO PN 2002-1203 | 0 | Purchased Item | Active |  | 160 | 1 |  |  |  | Item | 33 | EA | 100 | 1 | 33 | Date |  |  | 2024-09-30 15:41 |  | * | [6 empty] | 33 |  | 1 | 50 |  | 0 | 51 |  |  | * |  |  | None | *
4 | 10-TERM-1204 | 2 CONDUCTOR THROUGH TERMINAL BLOCK, BLUE, WAGO PN 2002-1204 | 0 | Purchased Item | Active |  | 170 | 1 |  |  |  | Item | 3 | EA | 100 | 1 | 3 | Date |  |  | 2024-09-30 15:41 |  | * | [6 empty] | 3 |  | 1 | 45 |  | 0 | 46 |  |  | * |  |  | None | *
4 | 10-TERM-1205 | 2 CONDUCTOR THROUGH TERMINAL BLOCK SUITABLE FOR EX E APPLICATIONS UP TO 120°C, WAGO PN 2002-1205 | 0 | Purchased Item | Active |  | 180 | 1 |  |  |  | Item | 11 | EA | 100 | 1 | 11 | Date |  |  | 2024-09-30 15:41 |  | * | [6 empty] | 11 |  | 1 | 45 |  | 0 | 46 |  |  | * |  |  | None | *
4 | 10-TERM-1207 | 2 CONDUCTOR GROUND TERMINAL BLOCK SUITABLE FOR EX E APPLICATIONS, WAGO PN 2002-1207 | 0 | Purchased Item | Active |  | 190 | 1 |  |  |  | Item | 3 | EA | 100 | 1 | 3 | Date |  |  | 2024-09-30 15:41 |  | * | [6 empty] | 3 |  | 1 | 45 |  | 0 | 46 |  |  | * |  |  | None | *
4 | 10-TERM-1209 | 2 CONDUCTOR THROUGH TERMINAL BLOCK, LIGHT GRAY, WAGO PN 2002-1209 | 0 | Purchased Item | Active |  | 200 | 1 |  |  |  | Item | 11 | EA | 100 | 1 | 11 | Date |  |  | 2024-09-30 15:41 |  | * | [6 empty] | 11 |  | 1 | 45 |  | 0 | 46 |  |  | * |  |  | None | *
4 | 10-TERM-1292 | END & INTERMEDIATE PLATE, ORANGE, WAGO PN 2002-1292 | 0 | Purchased Item | Active |  | 210 | 1 |  |  |  | Item | 9 | EA | 100 | 1 | 9 | Date |  |  | 2024-09-30 15:41 |  | * | [6 empty] | 9 |  | 1 | 45 |  | 0 | 46 |  |  | * |  |  | None | *
4 | 10-TERM-249116 | SCREWLESS END STOP 6 MM WIDE WAGO # 249-116 | 0 | Purchased Item | Active |  | 220 | 1 |  |  |  | Item | 15 | EA | 100 | 1 | 15 | Date |  |  | 2024-09-30 15:41 |  | * | [6 empty] | 15 |  | 1 | 20 |  | 0 | 21 |  |  | * |  |  | None | *
4 | 10-TERM-GHB8V | 16-14 AWG HOOK TERMINALS BL # GH-B8V | 0 | Purchased Item | Active |  | 230 | 1 |  |  |  | Item | 7 | EA | 100 | 1 | 7 | Date |  |  | 2024-09-30 15:41 |  | * | [6 empty] | 7 |  | 1 | 20 |  | 0 | 21 |  |  | * |  |  | None | *
4 | 10-TERM-GHY10V | 12-10 AWG HOOK TERMINALS YL # GH-Y10V | 0 | Purchased Item | Active |  | 240 | 1 |  |  |  | Item | 20 | EA | 100 | 1 | 20 | Date |  |  | 2024-09-30 15:41 |  | * | [6 empty] | 20 |  | 1 | 20 |  | 0 | 21 |  |  | * |  |  | None | *
4 | 10-TERM-GRY8V | 12-10 AWG RING TERMINALS YL, STUD SIZE 8, PN GR-Y8V | 0 | Purchased Item | Active |  | 250 | 1 |  |  |  | Item | 3 | EA | 100 | 1 | 3 | Date |  |  | 2024-09-30 15:41 |  | * | [6 empty] | 3 |  | 1 | 20 |  | 0 | 21 |  |  | * |  |  | None | *
4 | 10-TERM-JB402 | 2-WAY PUSH IN TYPE JUMPER BAR WAGO # 2002-402 | 0 | Purchased Item | Active |  | 260 | 1 |  |  |  | Item | 14 | EA | 100 | 1 | 14 | Date |  |  | 2024-09-30 15:41 |  | * | [6 empty] | 14 |  | 1 | 15 |  | 0 | 16 |  |  | * |  |  | None | *
4 | 10-TERM-JB403 | 3-WAY PUSH IN TYPE JUMPER BAR WAGO # 2002-403 | 0 | Purchased Item | Active |  | 270 | 1 |  |  |  | Item | 3 | EA | 100 | 1 | 3 | Date |  |  | 2024-09-30 15:41 |  | * | [6 empty] | 3 |  | 1 | 42 |  | 0 | 43 |  |  | * |  |  | None | *
4 | 10-TERM-JB404 | 4-WAY PUSH IN TYPE JUMPER BAR WAGO # 2002-404 | 0 | Purchased Item | Active |  | 280 | 1 |  |  |  | Item | 2 | EA | 100 | 1 | 2 | Date |  |  | 2024-09-30 15:41 |  | * | [6 empty] | 2 |  | 1 | 42 |  | 0 | 43 |  |  | * |  |  | None | *
4 | 10-TSA-32449 | ADAPTER EEC 32A, 2 ADJUSTABLE MOUNTING RAILS, PN 32 449 | 0 | Purchased Item | Active |  | 290 | 1 |  |  |  | Item | 4 | EA | 100 | 1 | 4 | Date |  |  | 2024-09-30 15:41 |  | * | [6 empty] | 4 |  | 1 | 20 |  | 0 | 21 |  |  | * |  |  | None | *
4 | 75-SCWP-832-12 | 8-32 X 1/2 PAN SLOTTED | 0 | Purchased Item | Active |  | 300 | 1 |  |  |  | Item | 4 | EA | 100 | 1 | 4 | Date |  |  | 2024-09-30 15:41 |  | * | [6 empty] | 4 |  | 1 | 20 |  | 0 | 21 |  |  | * |  |  | None | *
4 | 75-SCWP-1032-12 | 10-32 X 1/2 PHIL PAN PLATED | 0 | Purchased Item | Active |  | 310 | 1 |  |  |  | Item | 10 | EA | 100 | 1 | 10 | Date |  |  | 2024-09-30 15:41 |  | * | [6 empty] | 10 |  | 1 | 20 |  | 0 | 21 |  |  | * |  |  | None | *
4 | 75-SCWP-1032-34 | 10-32 X 3/4 PHIL PAN PLATED | 0 | Purchased Item | Active |  | 320 | 1 |  |  |  | Item | 8 | EA | 100 | 1 | 8 | Date |  |  | 2024-09-30 15:41 |  | * | [6 empty] | 8 |  | 1 | 20 |  | 0 | 21 |  |  | * |  |  | None | *
4 | 75-BR-97524A109 | 1/4" Dia, .126"-.25" Material Thk Sealing Blind Rivet Domed, Alum/STL #97524A109 | 0 | Purchased Item | Active |  | 330 | 1 |  |  |  | Item | 9 | EA | 100 | 1 | 9 | Date |  |  | 2024-09-30 15:41 |  | * | [6 empty] | 9 |  | 1 | 5 |  | 0 | 6 |  |  | * |  |  | None | *
4 | 75-BR-5322537P | 5/32" DIAMETER, 0.251"-0.375" MATERIAL THICKNESS, ZINC-PLATED BLIND RIVET MCMASTER# 97519A040 | 0 | Purchased Item | Active |  | 340 | 1 |  |  |  | Item | 40 | EA | 100 | 1 | 40 | Date |  |  | 2024-09-30 15:41 |  | * | [6 empty] | 40 |  | 1 | 5 |  | 0 | 6 |  |  | * |  |  | None | *
4 | 05-PAND-0127 | RACEWAY,WIRE,PVC,WHT,1.5WX3H - MODEL #PC1530-LS-W | 0 | Purchased Item | Active |  | 350 | 1 |  |  |  | Item | 17 | FT | 100 | 1 | 17 | Date |  |  | 2024-09-30 15:41 |  | * | [6 empty] | 17 |  | 1 | 20 |  | 0 | 21 |  |  | * |  |  | None | *
4 | 05-PAND-0148 | 1WX3H PANEL CHANNEL, STD SLOT, PVC, GRAY, PN PC1030-LS | 0 | Purchased Item | Active |  | 360 | 1 |  |  |  | Item | 17 | FT | 100 | 1 | 17 | Date |  |  | 2024-09-30 15:41 |  | * | [6 empty] | 17 |  | 1 | 20 |  | 0 | 21 |  |  | * |  |  | None | *
4 | 05-WIRE-0248 | 18 GA MTW WIRE BLACK | 0 | Purchased Item | Active |  | 370 | 1 |  |  |  | Item | 75 | FT | 100 | 1 | 75 | Date |  |  | 2024-09-30 15:41 |  | * | [6 empty] | 75 |  | 1 | 15 |  | 0 | 16 |  |  | * |  |  | None | *
4 | 05-WIRE-0248-BL | 18 GA MTW WIRE BLUE | 0 | Purchased Item | Active |  | 380 | 1 |  |  |  | Item | 75 | FT | 100 | 1 | 75 | Date |  |  | 2024-09-30 15:41 |  | * | [6 empty] | 75 |  | 1 | 15 |  | 0 | 16 |  |  | * |  |  | None | *
4 | 05-WIRE-0248-RD | 18 GA MTW WIRE RED | 0 | Purchased Item | Active |  | 390 | 1 |  |  |  | Item | 75 | FT | 100 | 1 | 75 | Date |  |  | 2024-09-30 15:41 |  | * | [6 empty] | 75 |  | 1 | 15 |  | 0 | 16 |  |  | * |  |  | None | *
4 | 05-WIRE-0248-WT | 18 GA TFFN WIRE WHITE WITH BLUE STRIPE PN TFFN18B16-9 IEWC | 0 | Purchased Item | Active |  | 400 | 1 |  |  |  | Item | 75 | FT | 100 | 1 | 75 | Date |  |  | 2024-09-30 15:41 |  | * | [6 empty] | 75 |  | 1 | 20 |  | 0 | 21 |  |  | * |  |  | None | *
4 | 05-WIRE-0250 | 14GA MTW COPPER WIRE BLACK | 0 | Purchased Item | Active |  | 410 | 1 |  |  |  | Item | 125 | FT | 100 | 1 | 125 | Date |  |  | 2024-09-30 15:41 |  | * | [6 empty] | 125 |  | 1 | 20 |  | 0 | 21 |  |  | * |  |  | None | *
4 | 05-WIRE-0250-GR | 14GA MTW COPPER WIRE GREEN | 0 | Purchased Item | Active |  | 420 | 1 |  |  |  | Item | 125 | FT | 100 | 1 | 125 | Date |  |  | 2024-09-30 15:41 |  | * | [6 empty] | 125 |  | 1 | 20 |  | 0 | 21 |  |  | * |  |  | None | *
4 | 05-WIRE-0250-RD | 14GA MTW COPPER WIRE RED | 0 | Purchased Item | Active |  | 440 | 1 |  |  |  | Item | 200 | FT | 100 | 1 | 200 | Date |  |  | 2024-09-30 15:41 |  | * | [6 empty] | 200 |  | 1 | 15 |  | 0 | 16 |  |  | * |  |  | None | *
4 | 05-WIRE-0250-WT | 14GA MTW COPPER WIRE WHITE | 0 | Purchased Item | Active |  | 450 | 1 |  |  |  | Item | 25 | FT | 100 | 1 | 25 | Date |  |  | 2024-09-30 15:41 |  | * | [6 empty] | 25 |  | 1 | 20 |  | 0 | 21 |  |  | * |  |  | None | *
4 | 05-WIRE-0270-GR | 10AWG MTW/AWM 105C CU WIRE GRN | 0 | Purchased Item | Active |  | 460 | 1 |  |  |  | Item | 50 | FT | 100 | 1 | 50 | Date |  |  | 2024-09-30 15:41 |  | * | [6 empty] | 50 |  | 1 | 20 |  | 0 | 21 |  |  | * |  |  | None | *
4 | 05-WIRE-0270-RD | 10AWG MTW/AWM 105C CU WIRE RED | 0 | Purchased Item | Active |  | 470 | 1 |  |  |  | Item | 50 | FT | 100 | 1 | 50 | Date |  |  | 2024-09-30 15:41 |  | * | [6 empty] | 50 |  | 1 | 20 |  | 0 | 21 |  |  | * |  |  | None | *
4 | 05-WIRE-0270-WT | 10AWG MTW/AWM 105C CU WIRE WHT | 0 | Purchased Item | Active |  | 480 | 1 |  |  |  | Item | 50 | FT | 100 | 1 | 50 | Date |  |  | 2024-09-30 15:41 |  | * | [6 empty] | 50 |  | 1 | 20 |  | 0 | 21 |  |  | * |  |  | None | *
4 | - IP-66104 | MCYSC4 ELECTRICAL VESTIBULE BACKPLATE | F | Phantom item | Active |  | 490 | 1 |  |  |  | Item | 1 | EA | 100 | 1 | 1 | Date |  |  | 2024-09-30 15:41 |  | * | [6 empty] | 1 |  | 1 | 0 |  | 0 | 17 |  |  | * |  |  | None
5 | - GVCT90-3110 | STEEL GALV G90 CT 0.1024IN/2.60MM NOM | 0 | Purchased Item | Active |  | 1 | 1 |  |  |  | Item | 4.72 | LB | 100 | 1 | 4.72 | Date |  |  | 2024-09-30 15:41 |  | * | CCO-82946 | [5 empty] | 4.72 |  | 1 | 15 |  | 0 | 16 |  |  | * |  |  | None | *
6 | 10072526 | Engineering and Manufacturing Specifications for Sheetmetal Raw Material | 0 | Reference Item - Document Management | Active |  | 99999 | 1 |  |  |  | Item | 0 | EA | 100 | 1 | 0 | Date |  |  | 2024-09-30 15:41 |  | * | [6 empty] | 0 |  | 1 |  |  | 0 | 0 | [5 empty] | None
5 | IP-66104_DOC | MCYSC4 ELECTRICAL VESTIBULE BACKPLATE | 0 | Reference Item - Document Management | Active |  | 99999 | 1 |  |  |  | Item | 0 | EA | 100 | 1 | 0 | Date |  |  | 2024-09-30 15:41 |  | * | [6 empty] | 0 |  | 1 | 0 |  | 0 | 0 | [5 empty] | None
4 | 05-NSI-0100 | CABLE TIE BASE NSI FTH7A | 0 | Purchased Item | Active |  | 500 | 1 |  |  |  | Item | 20 | EA | 100 | 1 | 20 | Date |  |  | 2024-09-30 15:41 |  | * | [6 empty] | 20 |  | 1 | 15 |  | 0 | 16 |  |  | * |  |  | None | *
4 | 10-BBC-1573 | END COVER, FOR COVERING BUSBAR ENDS, USE WITH 01508, PN 01573 | 0 | Purchased Item | Active |  | 510 | 1 |  |  |  | Item | 2 | EA | 100 | 1 | 2 | Date |  |  | 2024-09-30 15:41 |  | * | [6 empty] | 2 |  | 1 | 15 |  | 0 | 16 |  |  | * |  |  | None | *
4 | 10-BBA-32969 | MOUNTING RAIL END STOP, WOHNER PN 32 969 | 0 | Purchased Item | Active |  | 520 | 1 |  |  |  | Item | 5 | EA | 100 | 1 | 5 | Date |  |  | 2024-09-30 15:41 |  | * | [6 empty] | 5 |  | 1 | 15 |  | 0 | 16 |  |  | * |  |  | None | *
4 | 10082261_DOC | MP5 RELIEF FAN DOCUMENT | C | Reference Item - Document Management | Active |  | 99999 | 1 |  |  |  | Item | 0 | EA | 100 | 1 | 0 | Date |  |  | 2024-09-30 15:41 |  | * | [6 empty] | 0 |  | 1 |  |  | 0 | 0 | [5 empty] | None
3 | -10082259 | BP MP6 RELIEF FAN | 0 | Sub-assembly | Active |  | 120 | 1 |  |  |  | Item | 1 | EA | 100 | 1 | 1 | Date |  |  | 2024-09-30 15:41 |  | * | [6 empty] | 1 |  | 1 | 0 |  | 0 | 102 |  |  | * |  |  | None | *
4 | 10-BBS-1240 | CONNECTING TERMINAL PLATE, 3-POLE, WOHNER PN 01 240 | 0 | Purchased Item | Active |  | 10 | 1 |  |  |  | Item | 1 | EA | 100 | 1 | 1 | Date |  |  | 2024-09-30 15:41 |  | * | [6 empty] | 1 |  | 1 | 15 |  | 0 | 16 |  |  | * |  |  | None | *
4 | 10-BBS-1508 | SUPPORT, 3P, FLAT, UL LISTED PN 01508 | 0 | Purchased Item | Active |  | 20 | 1 |  |  |  | Item | 4 | EA | 100 | 1 | 4 | Date |  |  | 2024-09-30 15:41 |  | * | [6 empty] | 4 |  | 1 | 15 |  | 0 | 16 |  |  | * |  |  | None | *
4 | 10-BKM-SQD-001 | CIRCUIT BREAKER QO115EPD QOMB1 | A | Purchased Item | Active |  | 30 | 1 |  |  |  | Item | 2 | EA | 100 | 1 | 2 | Date |  |  | 2024-09-30 15:41 |  | * | [6 empty] | 2 |  | 1 | 50 |  | 0 | 51 |  |  | * |  |  | None | *
4 | 10-BPW-1518 | PANEL COVER, 1100MM PN 01518 | 0 | Purchased Item | Active |  | 40 | 1 |  |  |  | Item | 1 | EA | 100 | 1 | 1 | Date |  |  | 2024-09-30 15:41 |  | * | [6 empty] | 1 |  | 1 | 15 |  | 0 | 16 |  |  | * |  |  | None | *
4 | 10-BRK-SQD-G001 | BREAKER CIRCUIT 15A | 0 | Purchased Item | Active |  | 50 | 1 |  |  |  | Item | 2 | EA | 100 | 1 | 2 | Date |  |  | 2024-09-30 15:41 |  | * | [6 empty] | 2 |  | 1 | 50 |  | 0 | 51 |  |  | * |  |  | None | *
4 | 10-CNT-SQD-002 | CONTACTOR 3-POLE 110V COIL 9 A | 0 | Purchased Item | Active |  | 60 | 1 |  |  |  | Item | 4 | EA | 100 | 1 | 4 | Date |  |  | 2024-09-30 15:41 |  | * | [6 empty] | 4 |  | 1 | 50 |  | 0 | 51 |  |  | * |  |  | None | *
4 | 10-CS-ACI-CTE50 | OUTPUT CURRENT SENSOR , SOLID-CORE 0-5 VDC, ACI PN A/CTE-50 | 0 | Purchased Item | Active |  | 70 | 1 |  |  |  | Item | 1 | EA | 100 | 1 | 1 | Date |  |  | 2024-09-30 15:41 |  | * | [6 empty] | 1 |  | 1 | 100 |  | 0 | 101 |  |  | * |  |  | None | *
4 | 10-DINR-0110 | 35MM DIN RAIL, 2 METERS LENGTH (7.5MM HIGH) P/N PD35ZF6 | 0 | Purchased Item | Active |  | 80 | 1 |  |  |  | Item | 1 | EA | 100 | 1 | 1 | Date |  |  | 2024-09-30 15:41 |  | * | [6 empty] | 1 |  | 1 | 45 |  | 0 | 46 |  |  | * |  |  | None | *
4 | 10-FCB-1618 | 12X5MM 150A FLAT COPPER BUSBARS, 2400MM, TIN PLATED, WOHNER PN 01618 | 0 | Purchased Item | Active |  | 90 | 1 |  |  |  | Item | 3 | EA | 100 | 1 | 3 | Date |  |  | 2024-09-30 15:41 |  | * | [6 empty] | 3 |  | 1 | 30 |  | 0 | 31 |  |  | * |  |  | None | *
4 | 10-GBAR-5764 | GROUND BAR, ALUMINUM (6) 4-14 AWG, NSI PN 4-14 (74) | 0 | Purchased Item | Active |  | 100 | 1 |  |  |  | Item | 1 | EA | 100 | 1 | 1 | Date |  |  | 2024-09-30 15:41 |  | * | [6 empty] | 1 |  | 1 | 40 |  | 0 | 41 |  |  | * |  |  | None | *
4 | 10-MCP-SQD-004 | MOTOR PROTECTOR CLASS 10 4 TO | 0 | Finished Good - Buy | Active |  | 110 | 1 |  |  |  | Item | 4 | EA | 100 | 1 | 4 | Date |  |  | 2024-09-30 15:41 |  | * | [6 empty] | 4 |  | 1 | 20 |  | 0 | 21 |  |  | * |  |  | None | *
4 | 10-POWER-W04 | SWITCHED-MODE POWER SUPPLY, 1-PHASE, 12 VDC OUTPUT, 2A OUTPUT, WAGO P/N 787-1001 | 0 | Purchased Item | Active |  | 120 | 1 |  |  |  | Item | 1 | EA | 100 | 1 | 1 | Date |  |  | 2024-09-30 15:41 |  | * | [6 empty] | 1 |  | 1 | 50 |  | 0 | 51 |  |  | * |  |  | None | *
4 | 10-RLY-RIBU1C | ENCLOSED RELAY 10A SPDT W/120 VAC COIL, P/N RIBU1C | 0 | Purchased Item | Active |  | 130 | 1 |  |  |  | Item | 1 | EA | 100 | 1 | 1 | Date |  |  | 2024-09-30 15:41 |  | * | [6 empty] | 1 |  | 1 | 30 |  | 0 | 31 |  |  | * |  |  | None | *
4 | 10-RLY-SQD-036 | MINIATURE RELAY WITH LED 4PDT | 0 | Finished Good - Buy | Active |  | 140 | 1 |  |  |  | Item | 4 | EA | 100 | 1 | 4 | Date |  |  | 2024-09-30 15:41 |  | * | [6 empty] | 4 |  | 1 | 50 |  | 0 | 51 |  |  | * |  |  | None | *
4 | 10-RLY-SQD-040 | RELAY SOCKET 300V 10A S.D # RXZE2M114M | 0 | Purchased Item | Active |  | 150 | 1 |  |  |  | Item | 4 | EA | 100 | 1 | 4 | Date |  |  | 2024-09-30 15:41 |  | * | [6 empty] | 4 |  | 1 | 50 |  | 0 | 51 |  |  | * |  |  | None | *
4 | 10-TERM-1203 | 2 CONDUCTOR THROUGH TERMINAL BLOCK SUITABLE FOR EX E APPLICATIONS, WAGO PN 2002-1203 | 0 | Purchased Item | Active |  | 160 | 1 |  |  |  | Item | 33 | EA | 100 | 1 | 33 | Date |  |  | 2024-09-30 15:41 |  | * | [6 empty] | 33 |  | 1 | 50 |  | 0 | 51 |  |  | * |  |  | None | *
4 | 10-TERM-1204 | 2 CONDUCTOR THROUGH TERMINAL BLOCK, BLUE, WAGO PN 2002-1204 | 0 | Purchased Item | Active |  | 170 | 1 |  |  |  | Item | 3 | EA | 100 | 1 | 3 | Date |  |  | 2024-09-30 15:41 |  | * | [6 empty] | 3 |  | 1 | 45 |  | 0 | 46 |  |  | * |  |  | None | *
4 | 10-TERM-1205 | 2 CONDUCTOR THROUGH TERMINAL BLOCK SUITABLE FOR EX E APPLICATIONS UP TO 120°C, WAGO PN 2002-1205 | 0 | Purchased Item | Active |  | 180 | 1 |  |  |  | Item | 11 | EA | 100 | 1 | 11 | Date |  |  | 2024-09-30 15:41 |  | * | [6 empty] | 11 |  | 1 | 45 |  | 0 | 46 |  |  | * |  |  | None | *
4 | 10-TERM-1207 | 2 CONDUCTOR GROUND TERMINAL BLOCK SUITABLE FOR EX E APPLICATIONS, WAGO PN 2002-1207 | 0 | Purchased Item | Active |  | 190 | 1 |  |  |  | Item | 3 | EA | 100 | 1 | 3 | Date |  |  | 2024-09-30 15:41 |  | * | [6 empty] | 3 |  | 1 | 45 |  | 0 | 46 |  |  | * |  |  | None | *
4 | 10-TERM-1209 | 2 CONDUCTOR THROUGH TERMINAL BLOCK, LIGHT GRAY, WAGO PN 2002-1209 | 0 | Purchased Item | Active |  | 200 | 1 |  |  |  | Item | 11 | EA | 100 | 1 | 11 | Date |  |  | 2024-09-30 15:41 |  | * | [6 empty] | 11 |  | 1 | 45 |  | 0 | 46 |  |  | * |  |  | None | *
4 | 10-TERM-1292 | END & INTERMEDIATE PLATE, ORANGE, WAGO PN 2002-1292 | 0 | Purchased Item | Active |  | 210 | 1 |  |  |  | Item | 9 | EA | 100 | 1 | 9 | Date |  |  | 2024-09-30 15:41 |  | * | [6 empty] | 9 |  | 1 | 45 |  | 0 | 46 |  |  | * |  |  | None | *
4 | 10-TERM-249116 | SCREWLESS END STOP 6 MM WIDE WAGO # 249-116 | 0 | Purchased Item | Active |  | 220 | 1 |  |  |  | Item | 15 | EA | 100 | 1 | 15 | Date |  |  | 2024-09-30 15:41 |  | * | [6 empty] | 15 |  | 1 | 20 |  | 0 | 21 |  |  | * |  |  | None | *
4 | 10-TERM-GHB8V | 16-14 AWG HOOK TERMINALS BL # GH-B8V | 0 | Purchased Item | Active |  | 230 | 1 |  |  |  | Item | 7 | EA | 100 | 1 | 7 | Date |  |  | 2024-09-30 15:41 |  | * | [6 empty] | 7 |  | 1 | 20 |  | 0 | 21 |  |  | * |  |  | None | *
4 | 10-TERM-GHY10V | 12-10 AWG HOOK TERMINALS YL # GH-Y10V | 0 | Purchased Item | Active |  | 240 | 1 |  |  |  | Item | 20 | EA | 100 | 1 | 20 | Date |  |  | 2024-09-30 15:41 |  | * | [6 empty] | 20 |  | 1 | 20 |  | 0 | 21 |  |  | * |  |  | None | *
4 | 10-TERM-GRY8V | 12-10 AWG RING TERMINALS YL, STUD SIZE 8, PN GR-Y8V | 0 | Purchased Item | Active |  | 250 | 1 |  |  |  | Item | 3 | EA | 100 | 1 | 3 | Date |  |  | 2024-09-30 15:41 |  | * | [6 empty] | 3 |  | 1 | 20 |  | 0 | 21 |  |  | * |  |  | None | *
4 | 10-TERM-JB402 | 2-WAY PUSH IN TYPE JUMPER BAR WAGO # 2002-402 | 0 | Purchased Item | Active |  | 260 | 1 |  |  |  | Item | 14 | EA | 100 | 1 | 14 | Date |  |  | 2024-09-30 15:41 |  | * | [6 empty] | 14 |  | 1 | 15 |  | 0 | 16 |  |  | * |  |  | None | *
4 | 10-TERM-JB403 | 3-WAY PUSH IN TYPE JUMPER BAR WAGO # 2002-403 | 0 | Purchased Item | Active |  | 270 | 1 |  |  |  | Item | 3 | EA | 100 | 1 | 3 | Date |  |  | 2024-09-30 15:41 |  | * | [6 empty] | 3 |  | 1 | 42 |  | 0 | 43 |  |  | * |  |  | None | *
4 | 10-TERM-JB404 | 4-WAY PUSH IN TYPE JUMPER BAR WAGO # 2002-404 | 0 | Purchased Item | Active |  | 280 | 1 |  |  |  | Item | 2 | EA | 100 | 1 | 2 | Date |  |  | 2024-09-30 15:41 |  | * | [6 empty] | 2 |  | 1 | 42 |  | 0 | 43 |  |  | * |  |  | None | *
4 | 10-TSA-32449 | ADAPTER EEC 32A, 2 ADJUSTABLE MOUNTING RAILS, PN 32 449 | 0 | Purchased Item | Active |  | 290 | 1 |  |  |  | Item | 4 | EA | 100 | 1 | 4 | Date |  |  | 2024-09-30 15:41 |  | * | [6 empty] | 4 |  | 1 | 20 |  | 0 | 21 |  |  | * |  |  | None | *
4 | 75-SCWP-832-12 | 8-32 X 1/2 PAN SLOTTED | 0 | Purchased Item | Active |  | 300 | 1 |  |  |  | Item | 4 | EA | 100 | 1 | 4 | Date |  |  | 2024-09-30 15:41 |  | * | [6 empty] | 4 |  | 1 | 20 |  | 0 | 21 |  |  | * |  |  | None | *
4 | 75-SCWP-1032-12 | 10-32 X 1/2 PHIL PAN PLATED | 0 | Purchased Item | Active |  | 310 | 1 |  |  |  | Item | 10 | EA | 100 | 1 | 10 | Date |  |  | 2024-09-30 15:41 |  | * | [6 empty] | 10 |  | 1 | 20 |  | 0 | 21 |  |  | * |  |  | None | *
4 | 75-SCWP-1032-34 | 10-32 X 3/4 PHIL PAN PLATED | 0 | Purchased Item | Active |  | 320 | 1 |  |  |  | Item | 8 | EA | 100 | 1 | 8 | Date |  |  | 2024-09-30 15:41 |  | * | [6 empty] | 8 |  | 1 | 20 |  | 0 | 21 |  |  | * |  |  | None | *
4 | 75-BR-97524A109 | 1/4" Dia, .126"-.25" Material Thk Sealing Blind Rivet Domed, Alum/STL #97524A109 | 0 | Purchased Item | Active |  | 330 | 1 |  |  |  | Item | 9 | EA | 100 | 1 | 9 | Date |  |  | 2024-09-30 15:41 |  | * | [6 empty] | 9 |  | 1 | 5 |  | 0 | 6 |  |  | * |  |  | None | *
4 | 75-BR-5322537P | 5/32" DIAMETER, 0.251"-0.375" MATERIAL THICKNESS, ZINC-PLATED BLIND RIVET MCMASTER# 97519A040 | 0 | Purchased Item | Active |  | 340 | 1 |  |  |  | Item | 40 | EA | 100 | 1 | 40 | Date |  |  | 2024-09-30 15:41 |  | * | [6 empty] | 40 |  | 1 | 5 |  | 0 | 6 |  |  | * |  |  | None | *
4 | 05-PAND-0127 | RACEWAY,WIRE,PVC,WHT,1.5WX3H - MODEL #PC1530-LS-W | 0 | Purchased Item | Active |  | 350 | 1 |  |  |  | Item | 17 | FT | 100 | 1 | 17 | Date |  |  | 2024-09-30 15:41 |  | * | [6 empty] | 17 |  | 1 | 20 |  | 0 | 21 |  |  | * |  |  | None | *
4 | 05-PAND-0148 | 1WX3H PANEL CHANNEL, STD SLOT, PVC, GRAY, PN PC1030-LS | 0 | Purchased Item | Active |  | 360 | 1 |  |  |  | Item | 17 | FT | 100 | 1 | 17 | Date |  |  | 2024-09-30 15:41 |  | * | [6 empty] | 17 |  | 1 | 20 |  | 0 | 21 |  |  | * |  |  | None | *
4 | 05-WIRE-0248 | 18 GA MTW WIRE BLACK | 0 | Purchased Item | Active |  | 370 | 1 |  |  |  | Item | 75 | FT | 100 | 1 | 75 | Date |  |  | 2024-09-30 15:41 |  | * | [6 empty] | 75 |  | 1 | 15 |  | 0 | 16 |  |  | * |  |  | None | *
4 | 05-WIRE-0248-BL | 18 GA MTW WIRE BLUE | 0 | Purchased Item | Active |  | 380 | 1 |  |  |  | Item | 75 | FT | 100 | 1 | 75 | Date |  |  | 2024-09-30 15:41 |  | * | [6 empty] | 75 |  | 1 | 15 |  | 0 | 16 |  |  | * |  |  | None | *
4 | 05-WIRE-0248-RD | 18 GA MTW WIRE RED | 0 | Purchased Item | Active |  | 390 | 1 |  |  |  | Item | 75 | FT | 100 | 1 | 75 | Date |  |  | 2024-09-30 15:41 |  | * | [6 empty] | 75 |  | 1 | 15 |  | 0 | 16 |  |  | * |  |  | None | *
4 | 05-WIRE-0248-WT | 18 GA TFFN WIRE WHITE WITH BLUE STRIPE PN TFFN18B16-9 IEWC | 0 | Purchased Item | Active |  | 400 | 1 |  |  |  | Item | 75 | FT | 100 | 1 | 75 | Date |  |  | 2024-09-30 15:41 |  | * | [6 empty] | 75 |  | 1 | 20 |  | 0 | 21 |  |  | * |  |  | None | *
4 | 05-WIRE-0250 | 14GA MTW COPPER WIRE BLACK | 0 | Purchased Item | Active |  | 410 | 1 |  |  |  | Item | 125 | FT | 100 | 1 | 125 | Date |  |  | 2024-09-30 15:41 |  | * | [6 empty] | 125 |  | 1 | 20 |  | 0 | 21 |  |  | * |  |  | None | *
4 | 05-WIRE-0250-GR | 14GA MTW COPPER WIRE GREEN | 0 | Purchased Item | Active |  | 420 | 1 |  |  |  | Item | 125 | FT | 100 | 1 | 125 | Date |  |  | 2024-09-30 15:41 |  | * | [6 empty] | 125 |  | 1 | 20 |  | 0 | 21 |  |  | * |  |  | None | *
4 | 05-WIRE-0250-RD | 14GA MTW COPPER WIRE RED | 0 | Purchased Item | Active |  | 440 | 1 |  |  |  | Item | 200 | FT | 100 | 1 | 200 | Date |  |  | 2024-09-30 15:41 |  | * | [6 empty] | 200 |  | 1 | 15 |  | 0 | 16 |  |  | * |  |  | None | *
4 | 05-WIRE-0250-WT | 14GA MTW COPPER WIRE WHITE | 0 | Purchased Item | Active |  | 450 | 1 |  |  |  | Item | 25 | FT | 100 | 1 | 25 | Date |  |  | 2024-09-30 15:41 |  | * | [6 empty] | 25 |  | 1 | 20 |  | 0 | 21 |  |  | * |  |  | None | *
4 | 05-WIRE-0270-GR | 10AWG MTW/AWM 105C CU WIRE GRN | 0 | Purchased Item | Active |  | 460 | 1 |  |  |  | Item | 50 | FT | 100 | 1 | 50 | Date |  |  | 2024-09-30 15:41 |  | * | [6 empty] | 50 |  | 1 | 20 |  | 0 | 21 |  |  | * |  |  | None | *
4 | 05-WIRE-0270-RD | 10AWG MTW/AWM 105C CU WIRE RED | 0 | Purchased Item | Active |  | 470 | 1 |  |  |  | Item | 50 | FT | 100 | 1 | 50 | Date |  |  | 2024-09-30 15:41 |  | * | [6 empty] | 50 |  | 1 | 20 |  | 0 | 21 |  |  | * |  |  | None | *
4 | 05-WIRE-0270-WT | 10AWG MTW/AWM 105C CU WIRE WHT | 0 | Purchased Item | Active |  | 480 | 1 |  |  |  | Item | 50 | FT | 100 | 1 | 50 | Date |  |  | 2024-09-30 15:41 |  | * | [6 empty] | 50 |  | 1 | 20 |  | 0 | 21 |  |  | * |  |  | None | *
4 | - IP-66104 | MCYSC4 ELECTRICAL VESTIBULE BACKPLATE | F | Phantom item | Active |  | 490 | 1 |  |  |  | Item | 1 | EA | 100 | 1 | 1 | Date |  |  | 2024-09-30 15:41 |  | * | [6 empty] | 1 |  | 1 | 0 |  | 0 | 17 |  |  | * |  |  | None
5 | - GVCT90-3110 | STEEL GALV G90 CT 0.1024IN/2.60MM NOM | 0 | Purchased Item | Active |  | 1 | 1 |  |  |  | Item | 4.72 | LB | 100 | 1 | 4.72 | Date |  |  | 2024-09-30 15:41 |  | * | CCO-82946 | [5 empty] | 4.72 |  | 1 | 15 |  | 0 | 16 |  |  | * |  |  | None | *
6 | 10072526 | Engineering and Manufacturing Specifications for Sheetmetal Raw Material | 0 | Reference Item - Document Management | Active |  | 99999 | 1 |  |  |  | Item | 0 | EA | 100 | 1 | 0 | Date |  |  | 2024-09-30 15:41 |  | * | [6 empty] | 0 |  | 1 |  |  | 0 | 0 | [5 empty] | None
5 | IP-66104_DOC | MCYSC4 ELECTRICAL VESTIBULE BACKPLATE | 0 | Reference Item - Document Management | Active |  | 99999 | 1 |  |  |  | Item | 0 | EA | 100 | 1 | 0 | Date |  |  | 2024-09-30 15:41 |  | * | [6 empty] | 0 |  | 1 | 0 |  | 0 | 0 | [5 empty] | None
4 | 05-NSI-0100 | CABLE TIE BASE NSI FTH7A | 0 | Purchased Item | Active |  | 500 | 1 |  |  |  | Item | 20 | EA | 100 | 1 | 20 | Date |  |  | 2024-09-30 15:41 |  | * | [6 empty] | 20 |  | 1 | 15 |  | 0 | 16 |  |  | * |  |  | None | *
4 | 10-BBC-1573 | END COVER, FOR COVERING BUSBAR ENDS, USE WITH 01508, PN 01573 | 0 | Purchased Item | Active |  | 510 | 1 |  |  |  | Item | 2 | EA | 100 | 1 | 2 | Date |  |  | 2024-09-30 15:41 |  | * | [6 empty] | 2 |  | 1 | 15 |  | 0 | 16 |  |  | * |  |  | None | *
4 | 10-BBA-32969 | MOUNTING RAIL END STOP, WOHNER PN 32 969 | 0 | Purchased Item | Active |  | 520 | 1 |  |  |  | Item | 5 | EA | 100 | 1 | 5 | Date |  |  | 2024-09-30 15:41 |  | * | [6 empty] | 5 |  | 1 | 15 |  | 0 | 16 |  |  | * |  |  | None | *
4 | 10082259_DOC | MP6 RELIEF FAN DOCUMENT | C | Reference Item - Document Management | Active |  | 99999 | 1 |  |  |  | Item | 0 | EA | 100 | 1 | 0 | Date |  |  | 2024-09-30 15:41 |  | * | [6 empty] | 0 |  | 1 | 30 |  | 0 | 30 | [5 empty] | None
3 | - IP-66104 | MCYSC4 ELECTRICAL VESTIBULE BACKPLATE | F | Phantom item | Active |  | 121 | 1 |  |  |  | Item | 2 | EA | 100 | 1 | 2 | Date |  |  | 2024-09-30 15:41 |  | * | [6 empty] | 2 |  | 1 | 0 |  | 0 | 17 |  |  | * |  |  | None
4 | - GVCT90-3110 | STEEL GALV G90 CT 0.1024IN/2.60MM NOM | 0 | Purchased Item | Active |  | 1 | 1 |  |  |  | Item | 4.72 | LB | 100 | 1 | 9.44 | Date |  |  | 2024-09-30 15:41 |  | * | CCO-82946 | [5 empty] | 9.44 |  | 1 | 15 |  | 0 | 16 |  |  | * |  |  | None | *
5 | 10072526 | Engineering and Manufacturing Specifications for Sheetmetal Raw Material | 0 | Reference Item - Document Management | Active |  | 99999 | 1 |  |  |  | Item | 0 | EA | 100 | 1 | 0 | Date |  |  | 2024-09-30 15:41 |  | * | [6 empty] | 0 |  | 1 |  |  | 0 | 0 | [5 empty] | None
4 | IP-66104_DOC | MCYSC4 ELECTRICAL VESTIBULE BACKPLATE | 0 | Reference Item - Document Management | Active |  | 99999 | 1 |  |  |  | Item | 0 | EA | 100 | 1 | 0 | Date |  |  | 2024-09-30 15:41 |  | * | [6 empty] | 0 |  | 1 | 0 |  | 0 | 0 | [5 empty] | None
3 | - MCYSC4-SEA-58623 | Door switch | 0 | Phantom item | Active |  | 122 | 1 |  |  |  | Item | 2 | EA | 100 | 1 | 2 | Date |  |  | 2024-09-30 15:41 |  | * | [6 empty] | 2 |  | 1 | 0 |  | 0.064923 | 42 |  |  | * |  |  | None
4 | 10-SW-EB06 | LIMIT SWITCH BOOTED PLUNGER | 0 | Finished Good - Buy | Active |  | 1 | 1 |  |  |  | Item | 1 | EA | 100 | 1 | 2 | Date |  |  | 2024-09-30 15:41 |  | * | [6 empty] | 2 |  | 1 | 40 |  | 0 | 41 |  |  | * |  |  | None | *
4 | 75-SCWP-832112 | 8-32 X 1 1/2 P-PAN M/S STL ZNC | 0 | Purchased Item | Active |  | 2 | 1 |  |  |  | Item | 2 | EA | 100 | 1 | 4 | Date |  |  | 2024-09-30 15:41 |  | * | [6 empty] | 4 |  | 1 | 20 |  | 0 | 21 |  |  | * |  |  | None | *
4 | 75-HN-832-ZP | 8/32 THREAD HEX NUT ZINC-PLATED STEEL MACHINE SCREW, 11/32" WIDTH, 1/8" HEIGHT # 90480A009 | 0 | Purchased Item | Active |  | 3 | 1 |  |  |  | Item | 2 | EA | 100 | 1 | 4 | Date |  |  | 2024-09-30 15:41 |  | * | [6 empty] | 4 |  | 1 | 5 |  | 0 | 6 |  |  | * |  |  | None | *
4 | - IP-58634 | 16ga GA Brt coil 60 | A | Sub-assembly | Active |  | 4 | 1 |  |  |  | Item | 1 | EA | 100 | 1 | 2 | Date |  |  | 2024-09-30 15:41 |  | * | [6 empty] | 2 |  | 1 | 0.064923 |  | 0.064923 | 17.0649 |  |  | * |  |  | None | *
5 | 45-GALC-0275 | STEEL,GALV,G90,16 GA,60" COIL | 0 | Purchased Item | Active |  | 1 | 1 |  |  |  | Item | 0.083 | SFT | 100 | 1 | 0.166 | Date |  |  | 2024-09-30 15:41 |  | * | [6 empty] | 0.166 |  | 1 | 15 |  | 0 | 16 |  |  | * |  |  | None | *
3 | 10068360 | LED SYSTEM LIGHT, RITTAL PN SZ 2500.200 | 0 | Purchased Item | Active |  | 123 | 1 |  |  |  | Item | 2 | EA | 100 | 1 | 2 | Date |  |  | 2024-10-12 |  | * | [6 empty] | 2 |  | 1 | 5 |  | 0 | 6 |  |  | * |  |  | None | *
3 | - MCYS06-SMA-68119 | LEVEL 02 - GENERAL HARDWARE UPPER | J | Phantom item | Active |  | 124 | 1 |  |  |  | Item | 1 | EA | 100 | 1 | 1 | Date |  |  | 2024-09-30 15:41 |  | * | [6 empty] | 1 |  | 1 | 0 |  | 0 | 332 |  |  | * |  |  | None
4 | 180801P1 | BUSHING SNAP 2"MTG 1-3/4"ID | 0 | Purchased Item | Active |  | 3 | 1 |  |  |  | Item | 5 | EA | 100 | 1 | 5 | Date |  |  | 2024-10-12 |  | * | [6 empty] | 5 |  | 1 | 15 |  | 0 | 16 |  |  | * |  |  | None | *
4 | 05-CONN-0121 | 1" EMT COMPRESSION CONNECTOR, RAIN TIGHT | 0 | Purchased Item | Active |  | 4 | 1 |  |  |  | Item | 2 | EA | 100 | 1 | 2 | Date |  |  | 2024-09-30 15:41 |  | * | [6 empty] | 2 |  | 1 | 40 |  | 0 | 41 |  |  | * |  |  | None | *
4 | 05-EMT-0150 | THREADED CONDUIT 1/2" | 0 | Purchased Item | Active |  | 5 | 1 |  |  |  | Item | 1.5 | FT | 100 | 1 | 1.5 | Date |  |  | 2024-09-30 15:41 |  | * | [6 empty] | 1.5 |  | 1 | 20 |  | 0 | 21 |  |  | * |  |  | None | *
4 | 05-JBOX-C3R886 | J-JBOX N3R 8X8X6 W/ KNOCKOUT PN C3R886HCR HAMMOND | 0 | Purchased Item | Active |  | 6 | 1 |  |  |  | Item | 2 | EA | 100 | 1 | 2 | Date |  |  | 2024-09-30 15:41 |  | * | [6 empty] | 2 |  | 1 | 15 |  | 0 | 16 |  |  | * |  |  | None | *
4 | 05-JBOX-N112 | J-BOX N1 12X12X8 W/O KNOCKOUTS HOFFMAN PN ASE12X12X8NK | 0 | Purchased Item | Active |  | 7 | 1 |  |  |  | Item | 1 | EA | 100 | 1 | 1 | Date |  |  | 2024-09-30 15:41 |  | * | [6 empty] | 1 |  | 1 | 15 |  | 0 | 16 |  |  | * |  |  | None | *
4 | 05-JBOX-N3R886 | J-BOX N3R 8X8X6 W/O KNOCKOUTS | 0 | Purchased Item | Active |  | 8 | 1 |  |  |  | Item | 1 | EA | 100 | 1 | 1 | Date |  |  | 2024-09-30 15:41 |  | * | [6 empty] | 1 |  | 1 | 15 |  | 0 | 16 |  |  | * |  |  | None | *
4 | 05-LOOM-16Y248 | CORRUGATED LOOM TUBING, INSIDE DIA. 0.640", BLACK, LENGTH: 100 FT. PN 16Y248 | 0 | Purchased Item | Active |  | 9 | 1 |  |  |  | Item | 99.5 | FT | 100 | 1 | 99.5 | Date |  |  | 2024-09-30 15:41 |  | * | [6 empty] | 99.5 |  | 1 | 15 |  | 0 | 16 |  |  | * |  |  | None | *
4 | 05-REDW-0110 | REDUCER WASHER 1" X 1/2" MFG PART# 901 TOPAZ | 0 | Purchased Item | Active |  | 10 | 1 |  |  |  | Item | 2 | EA | 100 | 1 | 2 | Date |  |  | 2024-09-30 15:41 |  | * | [6 empty] | 2 |  | 1 | 15 |  | 0 | 16 |  |  | * |  |  | None | *
4 | 05-REDW-0130 | REDUCER WASHER 1-1/4X3/4 | 0 | Purchased Item | Active |  | 11 | 1 |  |  |  | Item | 2 | EA | 100 | 1 | 2 | Date |  |  | 2024-09-30 15:41 |  | * | [6 empty] | 2 |  | 1 | 20 |  | 0 | 21 |  |  | * |  |  | None | *
4 | 05-REDW-0140 | REDUCER WASHER 1-1/2X1 | 0 | Purchased Item | Active |  | 12 | 1 |  |  |  | Item | 1 | EA | 100 | 1 | 1 | Date |  |  | 2024-09-30 15:41 |  | * | [6 empty] | 1 |  | 1 | 20 |  | 0 | 21 |  |  | * |  |  | None | *
4 | 05-REDW-0175 | REDUCER WASHER 2 X 1-1/4 MFG PART# 913 TOPAZ | 0 | Purchased Item | Active |  | 13 | 1 |  |  |  | Item | 2 | EA | 100 | 1 | 2 | Date |  |  | 2024-09-30 15:41 |  | * | [6 empty] | 2 |  | 1 | 15 |  | 0 | 16 |  |  | * |  |  | None | *
4 | 05-SEAL-0114 | SEAL RING 1 1/4", THOMAS AND BETTS MODEL 5265 | 0 | Purchased Item | Active |  | 14 | 1 |  |  |  | Item | 3 | EA | 100 | 1 | 3 | Date |  |  | 2024-09-30 15:41 |  | * | [6 empty] | 3 |  | 1 | 20 |  | 0 | 21 |  |  | * |  |  | None | *
4 | 35-SHEET-0165 | ARM12 SHEET,INSULATION,C-C,.5THK CLOSED CELL COMES IN 3' X 4' SHEETS | 0 | Purchased Item | Active |  | 16 | 1 |  |  |  | Item | 0.5 | EA | 100 | 1 | 0.5 | Date |  |  | 2024-09-30 15:41 |  | * | [6 empty] | 0.5 |  | 1 | 15 |  | 0 | 16 |  |  | * |  |  | None | *
4 | 55-FLEX-0100 | FLEX DUCT CONNECTION SMBX4-100 | 0 | Purchased Item | Active |  | 17 | 1 |  |  |  | Item | 50 | FT | 100 | 1 | 50 | Date |  |  | 2024-09-30 15:41 |  | * | [6 empty] | 50 |  | 1 | 15 |  | 0 | 16 |  |  | * |  |  | None | *
4 | 75-CHAIN-23306 | BEADED CHAIN, BRASS, 100 PK, PN 15Y705 | 0 | Purchased Item | Active |  | 18 | 1 |  |  |  | Item | 8 | EA | 100 | 1 | 8 | Date |  |  | 2024-09-30 15:41 |  | * | [6 empty] | 8 |  | 1 | 42 |  | 0 | 43 |  |  | * |  |  | None | *
4 | 75-BH-3816112-P | Zinc Plated-Standard Hex Bolt-3/8"-16 Threads per inch X 1-1/2" Long | 0 | Purchased Item | Active |  | 27 | 1 |  |  |  | Item | 60 | EA | 100 | 1 | 60 | Date |  |  | 2024-09-30 15:41 |  | * | [6 empty] | 60 |  | 1 | 5 |  | 0 | 6 |  |  | * |  |  | None | *
4 | 75-BR-97525A485 | 18-8 STAINLESS STEEL BLIND RIVET WITH 18-8 STAINLESS STEEL MANDREL, DOMED, 3/16" DIAMETER, .063"-.125" MATERIAL THICKNESS PART #97525A485 | 0 | Purchased Item | Active |  | 28 | 1 |  |  |  | Item | 42 | EA | 100 | 1 | 42 | Date |  |  | 2024-09-30 15:41 |  | * | [6 empty] | 42 |  | 1 | 5 |  | 0 | 6 |  |  | * |  |  | None | *
4 | 75-UNIST-0100 | 1 5/8" X 1 5/8" - GALVANIZED - UNISTRUT | 0 | Purchased Item | Active |  | 32 | 1 |  |  |  | Item | 16.64 | FT | 100 | 1 | 16.64 | Date |  |  | 2024-09-30 15:41 |  | * | [6 empty] | 16.64 |  | 1 | 10 |  | 0 | 11 |  |  | * |  |  | None | *
4 | 75-SCWH-10-34 | 10X3/4" SELF DRILL SCREW HWH PL | 0 | Purchased Item | Active |  | 33 | 1 |  |  |  | Item | 21 | EA | 100 | 1 | 21 | Date |  |  | 2024-09-30 15:41 |  | * | [6 empty] | 21 |  | 1 | 20 |  | 0 | 21 |  |  | * |  |  | None | *
4 | 75-UNIST-0110 | 13/16" X 1 5/8" - GALVANIZED - UNISTRUT | 0 | Purchased Item | Active |  | 35 | 1 |  |  |  | Item | 185.46 | FT | 100 | 1 | 185.46 | Date |  |  | 2024-09-30 15:41 |  | * | [6 empty] | 185.46 |  | 1 | 5 |  | 0 | 6 |  |  | * |  |  | None | *
4 | 05-UNIST-0114 | 1 1/4" EMT UNISTRUT CLAMP | 0 | Purchased Item | Active |  | 36 | 1 |  |  |  | Item | 1.93 | EA | 100 | 1 | 1.93 | Date |  |  | 2024-09-30 15:41 |  | * | [6 empty] | 1.93 |  | 1 | 15 |  | 0 | 16 |  |  | * |  |  | None | *
4 | 05-WIRE-0150-GR | 8AWG THHN STR CU WIRE GREEN (500 FT PER ROLL) | 0 | Purchased Item | Active |  | 37 | 1 |  |  |  | Item | 2 | FT | 100 | 1 | 2 | Date |  |  | 2024-09-30 15:41 |  | * | [6 empty] | 2 |  | 1 | 20 |  | 0 | 21 |  |  | * |  |  | None | *
4 | 05-COUP-0110 | RIGID COUPLING 3/4" | 0 | Purchased Item | Active |  | 38 | 1 |  |  |  | Item | 2 | EA | 100 | 1 | 2 | Date |  |  | 2024-09-30 15:41 |  | * | [6 empty] | 2 |  | 1 | 15 |  | 0 | 16 |  |  | * |  |  | None | *
4 | 05-COUP-0172 | EMT COMPRESSION COUPLING 3/4", RAIN TIGHT | 0 | Purchased Item | Active |  | 39 | 1 |  |  |  | Item | 2 | EA | 100 | 1 | 2 | Date |  |  | 2024-09-30 15:41 |  | * | [6 empty] | 2 |  | 1 | 20 |  | 0 | 21 |  |  | * |  |  | None | *
4 | 05-JBOX-0134 | WEATHERPROOF OUTLET BOX SINGLE GANG 24 CUBIC INCH CAPACITY 2-5/8" DEEP , 3 HOLES 1/2" PN TP7074 | 0 | Purchased Item | Active |  | 40 | 1 |  |  |  | Item | 2 | EA | 100 | 1 | 2 | Date |  |  | 2024-09-30 15:41 |  | * | [6 empty] | 2 |  | 1 | 20 |  | 0 | 21 |  |  | * |  |  | None | *
4 | 05-NIPL-0110 | CONDUIT NIPPLE 3/4" | 0 | Purchased Item | Active |  | 41 | 1 |  |  |  | Item | 2 | EA | 100 | 1 | 2 | Date |  |  | 2024-09-30 15:41 |  | * | [6 empty] | 2 |  | 1 | 15 |  | 0 | 16 |  |  | * |  |  | None | *
4 | 05-OUTL-0156 | LIQ. TIGHT BOX 2x4 3 HOLES ¿ | 0 | Purchased Item | Active |  | 42 | 1 |  |  |  | Item | 2 | EA | 100 | 1 | 2 | Date |  |  | 2024-09-30 15:41 |  | * | [6 empty] | 2 |  | 1 | 20 |  | 0 | 21 |  |  | * |  |  | None | *
4 | 05-UNIST-0012 | 1/2" EMT UNISTRUT CLAMP | 0 | Purchased Item | Active |  | 43 | 1 |  |  |  | Item | 2 | EA | 100 | 1 | 2 | Date |  |  | 2024-09-30 15:41 |  | * | [6 empty] | 2 |  | 1 | 10 |  | 0 | 11 |  |  | * |  |  | None | *
4 | 10-SNS-ACC10 | OUTSIDE AIR PICKUP PORT PN ZPS-ACC10 | 0 | Purchased Item | Active |  | 46 | 1 |  |  |  | Item | 2 | EA | 100 | 1 | 2 | Date |  |  | 2024-09-30 15:41 |  | * | [6 empty] | 2 |  | 1 | 330 |  | 0 | 331 |  |  | * |  |  | None | *
4 | 05-C.GLA-0100 | 1/2" HELUTOP CABLE GLAND MODEL 92791 HELUKABEL | 0 | Purchased Item | Active |  | 48 | 1 |  |  |  | Item | 1 | EA | 100 | 1 | 1 | Date |  |  | 2024-09-30 15:41 |  | * | [6 empty] | 1 |  | 1 | 15 |  | 0 | 16 |  |  | * |  |  | None | *
4 | 05-CG-H8400 | HEYCO-FLEX LIQUID TIGHT CONDUIT FITTINGS, BLACK, PN 8400 | 0 | Purchased Item | Active |  | 49 | 1 |  |  |  | Item | 3 | EA | 100 | 1 | 3 | Date |  |  | 2024-09-30 15:41 |  | * | [6 empty] | 3 |  | 1 | 20 |  | 0 | 21 |  |  | * |  |  | None | *
4 | 05-CONN-0101 | 1/2" EMT COMPRESSION CONNECTOR, RAIN TIGHT | 0 | Purchased Item | Active |  | 50 | 1 |  |  |  | Item | 3 | EA | 100 | 1 | 3 | Date |  |  | 2024-09-30 15:41 |  | * | [6 empty] | 3 |  | 1 | 15 |  | 0 | 16 |  |  | * |  |  | None | *
4 | 05-COVER-0107 | 1-GANG WEATHERPROOF IN-USE COVER, EXTRA DUTY®, 16-IN-1, 2-3/4 IN. DEEP, GRAY TAYMAC MM420G | 0 | Purchased Item | Active |  | 51 | 1 |  |  |  | Item | 3 | EA | 100 | 1 | 3 | Date |  |  | 2024-09-30 15:41 |  | * | [6 empty] | 3 |  | 1 | 15 |  | 0 | 16 |  |  | * |  |  | None | *
4 | 05-JBOX-N101 | J-BOX N1 6X6X4 W/O KNOCKOUTS | 0 | Purchased Item | Active |  | 52 | 1 |  |  |  | Item | 2 | EA | 100 | 1 | 2 | Date |  |  | 2024-09-30 15:41 |  | * | CCO-79419 | [5 empty] | 2 |  | 1 | 20 |  | 0 | 21 |  |  | * |  |  | None | *
4 | 05-JBOX-N102 | J-BOX N1 8X8X6 W/O KNOCKOUTS | 0 | Purchased Item | Active |  | 53 | 1 |  |  |  | Item | 3 | EA | 100 | 1 | 3 | Date |  |  | 2024-09-30 15:41 |  | * | [6 empty] | 3 |  | 1 | 15 |  | 0 | 16 |  |  | * |  |  | None | *
4 | 05-UNIST-0034 | 3/4" EMT UNISTRUT CLAMP | 0 | Purchased Item | Active |  | 54 | 1 |  |  |  | Item | 3 | EA | 100 | 1 | 3 | Date |  |  | 2024-09-30 15:41 |  | * | [6 empty] | 3 |  | 1 | 15 |  | 0 | 16 |  |  | * |  |  | None | *
4 | 05-PLUG-012 | 1/2" WEATHERPROOF CLOSURE PLUG, TOPAZ # WP50 | 0 | Purchased Item | Active |  | 56 | 1 |  |  |  | Item | 4 | EA | 100 | 1 | 4 | Date |  |  | 2024-09-30 15:41 |  | * | [6 empty] | 4 |  | 1 | 15 |  | 0 | 16 |  |  | * |  |  | None | *
4 | 05-FLEX-0100 | ALUM FLEX CONDUIT 1/2" | 0 | Purchased Item | Active |  | 60 | 1 |  |  |  | Item | 7.96 | FT | 100 | 1 | 7.96 | Date |  |  | 2024-09-30 15:41 |  | * | [6 empty] | 7.96 |  | 1 | 5 |  | 0 | 6 |  |  | * |  |  | None | *
4 | 05-FLEX-0140 | LIQ-TITE FLEX CONDUIT 1/2" | 0 | Purchased Item | Active |  | 61 | 1 |  |  |  | Item | 8 | FT | 100 | 1 | 8 | Date |  |  | 2024-09-30 15:41 |  | * | [6 empty] | 8 |  | 1 | 15 |  | 0 | 16 |  |  | * |  |  | None | *
4 | 05-NIPL-0130 | CONDUIT NIPPLE 1-1/4 | 0 | Purchased Item | Active |  | 62 | 1 |  |  |  | Item | 10 | EA | 100 | 1 | 10 | Date |  |  | 2024-09-30 15:41 |  | * | [6 empty] | 10 |  | 1 | 15 |  | 0 | 16 |  |  | * |  |  | None | *
4 | 05-CONN-0135 | 1-1/4" EMT COMPRESSION CONNECTOR, RAIN TIGHT | 0 | Purchased Item | Active |  | 64 | 1 |  |  |  | Item | 11 | EA | 100 | 1 | 11 | Date |  |  | 2024-09-30 15:41 |  | * | [6 empty] | 11 |  | 1 | 20 |  | 0 | 21 |  |  | * |  |  | None | *
4 | 05-CONN-0443 | FLEX CONNECTOR SQUEEZE TYPE 1 1/4" PN 1711DC | 0 | Purchased Item | Active |  | 65 | 1 |  |  |  | Item | 12 | EA | 100 | 1 | 12 | Date |  |  | 2024-09-30 15:41 |  | * | [6 empty] | 12 |  | 1 | 15 |  | 0 | 16 |  |  | * |  |  | None | *
4 | 75-BH-142034-P | ZINC PLATED-STANDARD HEX BOLT-1/4"-20 THREADS PER INCH X 3/4" LONG | 0 | Purchased Item | Active |  | 66 | 1 |  |  |  | Item | 16 | EA | 100 | 1 | 16 | Date |  |  | 2024-09-30 15:41 |  | * | [6 empty] | 16 |  | 1 | 5 |  | 0 | 6 |  |  | * |  |  | None | *
4 | 05-STRP-0100 | STRAP,EMT,1_HOLE,.5 | 0 | Purchased Item | Active |  | 67 | 1 |  |  |  | Item | 16 | EA | 100 | 1 | 16 | Date |  |  | 2024-09-30 15:41 |  | * | [6 empty] | 16 |  | 1 | 15 |  | 0 | 16 |  |  | * |  |  | None | *
4 | 05-CONN-0276 | 3/8" ZINC FLEX SQUEEZE CONNECTOR, ORBIT P/N OF730 | 0 | Purchased Item | Active |  | 68 | 1 |  |  |  | Item | 16 | EA | 100 | 1 | 16 | Date |  |  | 2024-09-30 15:41 |  | * | [6 empty] | 16 |  | 1 | 15 |  | 0 | 16 |  |  | * |  |  | None | *
4 | 05-COUP-0140 | RIGID COUPLING 1-1/4" | 0 | Purchased Item | Active |  | 69 | 1 |  |  |  | Item | 16 | EA | 100 | 1 | 16 | Date |  |  | 2024-09-30 15:41 |  | * | [6 empty] | 16 |  | 1 | 15 |  | 0 | 16 |  |  | * |  |  | None | *
4 | 05-FLEX-0130 | ALUM FLEX CONDUIT 1-1/4" | 0 | Purchased Item | Active |  | 70 | 1 |  |  |  | Item | 26.68 | FT | 100 | 1 | 26.68 | Date |  |  | 2024-09-30 15:41 |  | * | [6 empty] | 26.68 |  | 1 | 15 |  | 0 | 16 |  |  | * |  |  | None | *
4 | 05-EMT-0130 | EMT COUNDUIT 1-1/4" | 0 | Purchased Item | Active |  | 71 | 1 |  |  |  | Item | 35.94 | FT | 100 | 1 | 35.94 | Date |  |  | 2024-09-30 15:41 |  | * | [6 empty] | 35.94 |  | 1 | 15 |  | 0 | 16 |  |  | * |  |  | None | *
4 | 05-FLEX-0102 | ALUM FLEX CONDUIT 3/8" | 0 | Purchased Item | Active |  | 72 | 1 |  |  |  | Item | 38.57 | FT | 100 | 1 | 38.57 | Date |  |  | 2024-09-30 15:41 |  | * | [6 empty] | 38.57 |  | 1 | 15 |  | 0 | 16 |  |  | * |  |  | None | *
4 | 05-EMT-0140 | EMT COUNDUIT 1-1/2" | 0 | Purchased Item | Active |  | 73 | 1 |  |  |  | Item | 60.11 | FT | 100 | 1 | 60.11 | Date |  |  | 2024-09-30 15:41 |  | * | [6 empty] | 60.11 |  | 1 | 15 |  | 0 | 16 |  |  | * |  |  | None | *
4 | 05-EMT-0110 | EMT COUNDUIT 3/4" | 0 | Purchased Item | Active |  | 74 | 1 |  |  |  | Item | 79.51 | FT | 100 | 1 | 79.51 | Date |  |  | 2024-09-30 15:41 |  | * | [6 empty] | 79.51 |  | 1 | 20 |  | 0 | 21 |  |  | * |  |  | None | *
4 | 05-CLAMPS-0110 | 1/4" NYLON CABLE CLAMPS | 0 | Purchased Item | Active |  | 75 | 1 |  |  |  | Item | 100 | EA | 100 | 1 | 100 | Date |  |  | 2024-09-30 15:41 |  | * | CCO-79419 | [5 empty] | 100 |  | 1 | 10 |  | 0 | 11 |  |  | * |  |  | None | *
4 | 05-EMT-0100 | EMT COUNDUIT 1/2" | 0 | Purchased Item | Active |  | 76 | 1 |  |  |  | Item | 100 | FT | 100 | 1 | 100 | Date |  |  | 2024-09-30 15:41 |  | * | [6 empty] | 100 |  | 1 | 15 |  | 0 | 16 |  |  | * |  |  | None | *
3 | - MCYS06-SMA-68107 | LEVEL 02 - VIRTUAL PARTS UPPER | G | Phantom item | Active |  | 125 | 1 |  |  |  | Item | 1 | EA | 100 | 1 | 1 | Date |  |  | 2024-09-30 15:41 |  | * | [6 empty] | 1 |  | 1 | 0 |  | 0 | 17 |  |  | * |  |  | None
4 | 05-COUP-0120 | RIGID COUPLING 1" | 0 | Purchased Item | Active |  | 3 | 1 |  |  |  | Item | 1 | EA | 100 | 1 | 1 | Date |  |  | 2024-09-30 15:41 |  | * | [6 empty] | 1 |  | 1 | 15 |  | 0 | 16 |  |  | * |  |  | None | *
4 | 05-FLEX-0170 | LIQ-TITE FLEX CONDUIT 1-1/4" | 0 | Purchased Item | Active |  | 8 | 1 |  |  |  | Item | 10.145 | FT | 100 | 1 | 10.145 | Date |  |  | 2024-09-30 15:41 |  | * | [6 empty] | 10.145 |  | 1 | 15 |  | 0 | 16 |  |  | * |  |  | None | *
4 | 05-PL.BUSH-0200 | 3/4"PLASTIC BUSHING | 0 | Purchased Item | Active |  | 38 | 1 |  |  |  | Item | 4 | EA | 100 | 1 | 4 | Date |  |  | 2024-09-30 15:41 |  | * | [6 empty] | 4 |  | 1 | 15 |  | 0 | 16 |  |  | * |  |  | None | *
2 | - MCYS06-SMA-68083 | EXA FAN WALL ASSY | 0 | Sub-assembly | Active |  | 18 | 1 |  |  |  | Item | 1 | EA | 100 | 1 | 1 | Date |  |  | 2024-09-30 15:41 |  | * | [6 empty] | 1 |  | 1 | 0 |  | 0.33544 | 62 |  |  | * |  |  | None | *
3 | 80-TD-903535SP | TAMCO DAMP 35WX35.75H SERIES 9000, PROFILE SP, PARALLEL BLADE, THERMALLY INSULATED, EXT REAR FLANGE, CFG: 1EF, W/ 1 CRANKARM "A" ALUMINUM C/W SCREW | 0 | Purchased Item | Active |  | 1 | 1 |  |  |  | Item | 2 | EA | 100 | 1 | 2 | Date |  |  | 2024-09-30 15:41 |  | * | [6 empty] | 2 |  | 1 | 50 |  | 0 | 51 |  |  | * |  |  | None | *
3 | - IP-66083 | BRACKET FOR ACTUATOR - MSF CYS06 | 0 | Sub-assembly | Active |  | 2 | 1 |  |  |  | Item | 8 | EA | 100 | 1 | 8 | Date |  |  | 2024-09-30 15:41 |  | * | [6 empty] | 8 |  | 1 | 0.064923 |  | 0.064923 | 17.0649 |  |  | * |  |  | None | *
4 | 45-GALC-0275 | STEEL,GALV,G90,16 GA,60" COIL | 0 | Purchased Item | Active |  | 1 | 1 |  |  |  | Item | 0.333 | SFT | 100 | 1 | 2.664 | Date |  |  | 2024-09-30 15:41 |  | * | [6 empty] | 2.664 |  | 1 | 15 |  | 0 | 16 |  |  | * |  |  | None | *
4 | IP-66083_DOC | Drawing, step file y DXF de nueva pieza para actuadores de TAMCO Dampers | C | Reference Item - Document Management | Active |  | 99999 | 1 |  |  |  | Item | 1 | EA | 100 | 1 | 8 | Date |  |  | 2024-09-30 15:41 |  | * | [6 empty] | 8 |  | 1 |  |  | 0 | 0 | [5 empty] | None
3 | 80-ACT-GLB1461P | FAN RELIEF ISODMPR ACT W/ENDSW | 0 | Purchased Item | Active |  | 3 | 1 |  |  |  | Item | 8 | EA | 100 | 1 | 8 | Date |  |  | 2024-09-30 15:41 |  | * | [6 empty] | 8 |  | 1 | 40 |  | 0 | 41 |  |  | * |  |  | None | *
3 | - MCYSC4-SMA-59379 | RFS - RELIEF FAN SUPPORT SUB ASSY 2 | A | Sub-assembly | Active |  | 4 | 1 |  |  |  | Item | 1 | EA | 100 | 1 | 1 | Date |  |  | 2024-09-30 15:41 |  | * | [6 empty] | 1 |  | 1 | 0.27051 |  | 0.33544 | 18.3354 |  |  | * |  |  | None | *
4 | 75-BH-3816112-P | Zinc Plated-Standard Hex Bolt-3/8"-16 Threads per inch X 1-1/2" Long | 0 | Purchased Item | Active |  | 1 | 1 |  |  |  | Item | 8 | EA | 100 | 1 | 8 | Date |  |  | 2024-09-30 15:41 |  | * | [6 empty] | 8 |  | 1 | 5 |  | 0 | 6 |  |  | * |  |  | None | *
4 | 75-INS-3816 | 3/8-16 THIN NYLON-INSERT LOCKNUT ZINC PLATED MCMASTER# 90566A031 | 0 | Purchased Item | Active |  | 2 | 1 |  |  |  | Item | 8 | EA | 100 | 1 | 8 | Date |  |  | 2024-09-30 15:41 |  | * | [6 empty] | 8 |  | 1 | 5 |  | 0 | 6 |  |  | * |  |  | None | *
4 | - IP-59377 | 12ga GA Brt 60x144 | 0 | Sub-assembly | Active |  | 3 | 1 |  |  |  | Item | 2 | EA | 100 | 1 | 2 | Date |  |  | 2024-09-30 15:41 |  | * | [6 empty] | 2 |  | 1 | 0.064923 |  | 0.064923 | 17.0649 |  |  | * |  |  | None | *
5 | 45-GALV-0329 | STEEL,GALV,G90,12GA,60X144 | 0 | Purchased Item | Active |  | 1 | 1 |  |  |  | Item | 0.018 | SFT | 100 | 1 | 0.036 | Date |  |  | 2024-09-30 15:41 |  | * | [6 empty] | 0.036 |  | 1 | 15 |  | 0 | 16 |  |  | * |  |  | None | *
5 | IP-59377_DOC | 12ga GA Brt 60x144 | B | Reference Item - Document Management | Active |  | 99999 | 1 |  |  |  | Item | 1 | EA | 100 | 1 | 2 | Date |  |  | 2024-09-30 15:41 |  | * | [6 empty] | 2 |  | 1 |  |  | 0 | 0 | [5 empty] | None
4 | 75-SSS-130M12 | M12X130 STEEL ZINC PLATED SWIVEL SPINDLE # V12Z37M08016612C (ALTERNATE MC MASTER 6992K17) | 0 | Purchased Item | Active |  | 4 | 1 |  |  |  | Item | 2 | EA | 100 | 1 | 2 | Date |  |  | 2024-09-30 15:41 |  | * | [6 empty] | 2 |  | 1 | 5 |  | 0 | 6 |  |  | * |  |  | None | *
4 | 75-NHA-M12134-P | ANSI B 18.2.4.1 M - M12 X 1.75 HEX NUT | 0 | Purchased Item | Active |  | 5 | 1 |  |  |  | Item | 2 | EA | 100 | 1 | 2 | Date |  |  | 2024-09-30 15:41 |  | * | [6 empty] | 2 |  | 1 | 5 |  | 0 | 6 |  |  | * |  |  | None | *
4 | 75-W-38-FLAT-P | Zinc Plated-Flat Washer-3/8" | 0 | Purchased Item | Active |  | 6 | 1 |  |  |  | Item | 16 | EA | 100 | 1 | 16 | Date |  |  | 2024-09-30 15:41 |  | * | [6 empty] | 16 |  | 1 | 15 |  | 0 | 16 |  |  | * |  |  | None | *
4 | - IP-59376 | 1-5/8" x 1-5/8" 0.105" thic. Solid Steel Strut Channel 10-ft. Length Mcmaster# 3310T676 | 0 | Sub-assembly | Active |  | 7 | 1 |  |  |  | Item | 1 | EA | 100 | 1 | 1 | Date |  |  | 2024-09-30 15:41 |  | * | [6 empty] | 1 |  | 1 | 0 |  | 0 | 7 |  |  | * |  |  | None | *
5 | 75-UNIST-158 | 1-5/8" X 1-5/8" 0.105" THIC. SOLID STEEL STRUT CHANNEL 10-FT. LENGTH MCMASTER# 3310T676 | 0 | Purchased Item | Active |  | 1 | 1 |  |  |  | Item | 6.51 | FT | 100 | 1 | 6.51 | Date |  |  | 2024-09-30 15:41 |  | * | [6 empty] | 6.51 |  | 1 | 5 |  | 0 | 6 |  |  | * |  |  | None | *
5 | IP-59376_DOC | 1-5/8" x 1-5/8" 0.105" thic. Solid Steel Strut Channel 10-ft. Length Mcmaster# 3310T676 | B | Reference Item - Document Management | Active |  | 99999 | 1 |  |  |  | Item | 1 | EA | 100 | 1 | 1 | Date |  |  | 2024-09-30 15:41 |  | * | [6 empty] | 1 |  | 1 |  |  | 0 | 0 | [5 empty] | None
4 | - IP-59380 | 12ga GA Brt 60x144 | A | Sub-assembly | Active |  | 8 | 1 |  |  |  | Item | 4 | EA | 100 | 1 | 4 | Date |  |  | 2024-09-30 15:41 |  | * | [6 empty] | 4 |  | 1 | 0.064923 |  | 0.064923 | 17.0649 |  |  | * |  |  | None | *
5 | 45-GALV-0329 | STEEL,GALV,G90,12GA,60X144 | 0 | Purchased Item | Active |  | 1 | 1 |  |  |  | Item | 0.49 | SFT | 100 | 1 | 1.96 | Date |  |  | 2024-09-30 15:41 |  | * | [6 empty] | 1.96 |  | 1 | 15 |  | 0 | 16 |  |  | * |  |  | None | *
3 | - MCYSC4-SMA-59378 | RFS - RELIEF FAN SUPPORT SUB ASSY 1 | 0 | Sub-assembly | Active |  | 5 | 1 |  |  |  | Item | 2 | EA | 100 | 1 | 2 | Date |  |  | 2024-09-30 15:41 |  | * | [6 empty] | 2 |  | 1 | 0 |  | 0.064923 | 18.0649 |  |  | * |  |  | None | *
4 | 75-BH-3816112-P | Zinc Plated-Standard Hex Bolt-3/8"-16 Threads per inch X 1-1/2" Long | 0 | Purchased Item | Active |  | 1 | 1 |  |  |  | Item | 8 | EA | 100 | 1 | 16 | Date |  |  | 2024-09-30 15:41 |  | * | [6 empty] | 16 |  | 1 | 5 |  | 0 | 6 |  |  | * |  |  | None | *
4 | 75-INS-3816 | 3/8-16 THIN NYLON-INSERT LOCKNUT ZINC PLATED MCMASTER# 90566A031 | 0 | Purchased Item | Active |  | 2 | 1 |  |  |  | Item | 8 | EA | 100 | 1 | 16 | Date |  |  | 2024-09-30 15:41 |  | * | [6 empty] | 16 |  | 1 | 5 |  | 0 | 6 |  |  | * |  |  | None | *
4 | - IP-59377 | 12ga GA Brt 60x144 | 0 | Sub-assembly | Active |  | 3 | 1 |  |  |  | Item | 2 | EA | 100 | 1 | 4 | Date |  |  | 2024-09-30 15:41 |  | * | [6 empty] | 4 |  | 1 | 0.064923 |  | 0.064923 | 17.0649 |  |  | * |  |  | None | *
5 | 45-GALV-0329 | STEEL,GALV,G90,12GA,60X144 | 0 | Purchased Item | Active |  | 1 | 1 |  |  |  | Item | 0.018 | SFT | 100 | 1 | 0.072 | Date |  |  | 2024-09-30 15:41 |  | * | [6 empty] | 0.072 |  | 1 | 15 |  | 0 | 16 |  |  | * |  |  | None | *
5 | IP-59377_DOC | 12ga GA Brt 60x144 | B | Reference Item - Document Management | Active |  | 99999 | 1 |  |  |  | Item | 1 | EA | 100 | 1 | 4 | Date |  |  | 2024-09-30 15:41 |  | * | [6 empty] | 4 |  | 1 |  |  | 0 | 0 | [5 empty] | None
4 | - IP-59375 | 12ga GA Brt 60x144 | 0 | Sub-assembly | Active |  | 4 | 1 |  |  |  | Item | 4 | EA | 100 | 1 | 8 | Date |  |  | 2024-09-30 15:41 |  | * | [6 empty] | 8 |  | 1 | 0.064923 |  | 0.064923 | 17.0649 |  |  | * |  |  | None | *
5 | 45-GALV-0329 | STEEL,GALV,G90,12GA,60X144 | 0 | Purchased Item | Active |  | 1 | 1 |  |  |  | Item | 0.377 | SFT | 100 | 1 | 3.016 | Date |  |  | 2024-09-30 15:41 |  | * | [6 empty] | 3.016 |  | 1 | 15 |  | 0 | 16 |  |  | * |  |  | None | *
5 | IP-59375_DOC | 12ga GA Brt 60x144 | B | Reference Item - Document Management | Active |  | 99999 | 1 |  |  |  | Item | 1 | EA | 100 | 1 | 8 | Date |  |  | 2024-09-30 15:41 |  | * | [6 empty] | 8 |  | 1 |  |  | 0 | 0 | [5 empty] | None
4 | 75-SSS-130M12 | M12X130 STEEL ZINC PLATED SWIVEL SPINDLE # V12Z37M08016612C (ALTERNATE MC MASTER 6992K17) | 0 | Purchased Item | Active |  | 5 | 1 |  |  |  | Item | 2 | EA | 100 | 1 | 4 | Date |  |  | 2024-09-30 15:41 |  | * | [6 empty] | 4 |  | 1 | 5 |  | 0 | 6 |  |  | * |  |  | None | *
4 | 75-NHA-M12134-P | ANSI B 18.2.4.1 M - M12 X 1.75 HEX NUT | 0 | Purchased Item | Active |  | 6 | 1 |  |  |  | Item | 2 | EA | 100 | 1 | 4 | Date |  |  | 2024-09-30 15:41 |  | * | [6 empty] | 4 |  | 1 | 5 |  | 0 | 6 |  |  | * |  |  | None | *
4 | 75-W-38-FLAT-P | Zinc Plated-Flat Washer-3/8" | 0 | Purchased Item | Active |  | 7 | 1 |  |  |  | Item | 16 | EA | 100 | 1 | 32 | Date |  |  | 2024-09-30 15:41 |  | * | [6 empty] | 32 |  | 1 | 15 |  | 0 | 16 |  |  | * |  |  | None | *
4 | - IP-59376 | 1-5/8" x 1-5/8" 0.105" thic. Solid Steel Strut Channel 10-ft. Length Mcmaster# 3310T676 | 0 | Sub-assembly | Active |  | 8 | 1 |  |  |  | Item | 1 | EA | 100 | 1 | 2 | Date |  |  | 2024-09-30 15:41 |  | * | [6 empty] | 2 |  | 1 | 0 |  | 0 | 7 |  |  | * |  |  | None | *
5 | 75-UNIST-158 | 1-5/8" X 1-5/8" 0.105" THIC. SOLID STEEL STRUT CHANNEL 10-FT. LENGTH MCMASTER# 3310T676 | 0 | Purchased Item | Active |  | 1 | 1 |  |  |  | Item | 6.51 | FT | 100 | 1 | 13.02 | Date |  |  | 2024-09-30 15:41 |  | * | [6 empty] | 13.02 |  | 1 | 5 |  | 0 | 6 |  |  | * |  |  | None | *
5 | IP-59376_DOC | 1-5/8" x 1-5/8" 0.105" thic. Solid Steel Strut Channel 10-ft. Length Mcmaster# 3310T676 | B | Reference Item - Document Management | Active |  | 99999 | 1 |  |  |  | Item | 1 | EA | 100 | 1 | 2 | Date |  |  | 2024-09-30 15:41 |  | * | [6 empty] | 2 |  | 1 |  |  | 0 | 0 | [5 empty] | None
4 | MCYSC4-SMA-59378_DOC | RFS - RELIEF FAN SUPPORT SUB ASSY 1 | B | Reference Item - Document Management | Active |  | 99999 | 1 |  |  |  | Item | 1 | EA | 100 | 1 | 2 | Date |  |  | 2024-09-30 15:41 |  | * | [6 empty] | 2 |  | 1 |  |  | 0 | 0 | [5 empty] | None
3 | 75-BH-14201-P | 1/4-20x1 HEX/BOLT PLT G5 | 0 | Purchased Item | Active |  | 6 | 1 |  |  |  | Item | 16 | EA | 100 | 1 | 16 | Date |  |  | 2024-09-30 15:41 |  | * | [6 empty] | 16 |  | 1 | 10 |  | 0 | 11 |  |  | * |  |  | None | *
3 | 80-TD-903535SPL | TAMCO DAMP 35WX35.75H SERIES 9000, PROFILE SP, PARALLEL BLADE, THERMALLY INSULATED, EXT REAR FLANGE, CFG: 1LEF, DRIVE LEFT, W/ 1 CRANKARM "A" ALUMINUM C/W SCREW | 0 | Purchased Item | Active |  | 7 | 1 |  |  |  | Item | 2 | EA | 100 | 1 | 2 | Date |  |  | 2024-09-30 15:41 |  | * | [6 empty] | 2 |  | 1 | 30 |  | 0 | 31 |  |  | * |  |  | None | *
3 | - MCYSC4-SMA-59359 | ESP COMP FAN - COLLAR WITH FAN SUB ASSY 1 | 0 | Sub-assembly | Active |  | 8 | 1 |  |  |  | Item | 8 | EA | 100 | 1 | 8 | Date |  |  | 2024-09-30 15:41 |  | * | [6 empty] | 8 |  | 1 | 0 |  | 0.064923 | 53 |  |  | * |  |  | None | *
4 | - IP-59357 | Gasket - Neoprene - 1.00"w x 0.25"t SINGLECOAT FOAM TAPE | 0 | Sub-assembly | Active |  | 1 | 1 |  |  |  | Item | 1 | EA | 100 | 1 | 8 | Date |  |  | 2024-09-30 15:41 |  | * | [6 empty] | 8 |  | 1 | 0 |  | 0 | 52 |  |  | * |  |  | None | *
5 | 85-FOAM-0110 | GASKET - NEOPRENE - 1.00"W X 0.25"T SINGLECOAT FOAM TAPE | 0 | Purchased Item | Active |  | 1 | 1 |  |  |  | Item | 18.938 | FT | 100 | 1 | 151.504 | Date |  |  | 2024-09-30 15:41 |  | * | [6 empty] | 151.504 |  | 1 | 50 |  | 0 | 51 |  |  | * |  |  | None | *
4 | - IP-60371 | Gasket - Neoprene - 1.00"w x 0.25"t SINGLECOAT FOAM TAPE | 0 | Sub-assembly | Active |  | 2 | 1 |  |  |  | Item | 1 | EA | 100 | 1 | 8 | Date |  |  | 2024-09-30 15:41 |  | * | [6 empty] | 8 |  | 1 | 0 |  | 0 | 52 |  |  | * |  |  | None | *
5 | 85-FOAM-0110 | GASKET - NEOPRENE - 1.00"W X 0.25"T SINGLECOAT FOAM TAPE | 0 | Purchased Item | Active |  | 1 | 1 |  |  |  | Item | 12.75 | FT | 100 | 1 | 102 | Date |  |  | 2024-09-30 15:41 |  | * | [6 empty] | 102 |  | 1 | 50 |  | 0 | 51 |  |  | * |  |  | None | *
4 | - MCYSC4-SMA-59356 | ESP COMP FAN - COLLAR EXH FAN SUB ASSY 1 | 0 | Sub-assembly | Active |  | 4 | 1 |  |  |  | Item | 1 | EA | 100 | 1 | 8 | Date |  |  | 2024-09-30 15:41 |  | * | [6 empty] | 8 |  | 1 | 0 |  | 0.064923 | 41 |  |  | * |  |  | None | *
5 | - IP-59354 | 16ga GA Brt coil 60 | 0 | Sub-assembly | Active |  | 5 | 1 |  |  |  | Item | 2 | EA | 100 | 1 | 16 | Date |  |  | 2024-09-30 15:41 |  | * | [6 empty] | 16 |  | 1 | 0.064923 |  | 0.064923 | 17.0649 |  |  | * |  |  | None | *
6 | 45-GALC-0275 | STEEL,GALV,G90,16 GA,60" COIL | 0 | Purchased Item | Active |  | 1 | 1 |  |  |  | Item | 1.59 | SFT | 100 | 1 | 25.44 | Date |  |  | 2024-09-30 15:41 |  | * | [6 empty] | 25.44 |  | 1 | 15 |  | 0 | 16 |  |  | * |  |  | None | *
6 | IP-59354_DOC | 16ga GA Brt coil 60 | D | Reference Item - Document Management | Active |  | 99999 | 1 |  |  |  | Item | 1 | EA | 100 | 1 | 16 | Date |  |  | 2024-09-30 15:41 |  | * | [6 empty] | 16 |  | 1 |  |  | 0 | 0 | [5 empty] | None
5 | - IP-59355 | 16ga GA Brt coil 60 | 0 | Sub-assembly | Active |  | 6 | 1 |  |  |  | Item | 2 | EA | 100 | 1 | 16 | Date |  |  | 2024-09-30 15:41 |  | * | [6 empty] | 16 |  | 1 | 0.064923 |  | 0.064923 | 17.0649 |  |  | * |  |  | None | *
6 | 45-GALC-0275 | STEEL,GALV,G90,16 GA,60" COIL | 0 | Purchased Item | Active |  | 1 | 1 |  |  |  | Item | 1.43 | SFT | 100 | 1 | 22.88 | Date |  |  | 2024-09-30 15:41 |  | * | [6 empty] | 22.88 |  | 1 | 15 |  | 0 | 16 |  |  | * |  |  | None | *
6 | IP-59355_DOC | 16ga GA Brt coil 60 | D | Reference Item - Document Management | Active |  | 99999 | 1 |  |  |  | Item | 1 | EA | 100 | 1 | 16 | Date |  |  | 2024-09-30 15:41 |  | * | [6 empty] | 16 |  | 1 |  |  | 0 | 0 | [5 empty] | None
5 | - IP-66085 | BRACKET FOR FANS | 0 | Sub-assembly | Active |  | 7 | 1 |  |  |  | Item | 4 | EA | 100 | 1 | 32 | Date |  |  | 2024-09-30 15:41 |  | * | [6 empty] | 32 |  | 1 | 0.064923 |  | 0.064923 | 17.0649 |  |  | * |  |  | None | *
6 | 45-GALC-0275 | STEEL,GALV,G90,16 GA,60" COIL | 0 | Purchased Item | Active |  | 1 | 1 |  |  |  | Item | 0.083 | SFT | 100 | 1 | 2.656 | Date |  |  | 2024-09-30 15:41 |  | * | [6 empty] | 2.656 |  | 1 | 15 |  | 0 | 16 |  |  | * |  |  | None | *
5 | - IP-66107 | INTERNAL ANGLE FOR FAN COLLAR | 0 | Sub-assembly | Active |  | 8 | 1 |  |  |  | Item | 2 | EA | 100 | 1 | 16 | Date |  |  | 2024-09-30 15:41 |  | * | [6 empty] | 16 |  | 1 | 0.064923 |  | 0.064923 | 17.0649 |  |  | * |  |  | None | *
6 | 45-GALC-0275 | STEEL,GALV,G90,16 GA,60" COIL | 0 | Purchased Item | Active |  | 1 | 1 |  |  |  | Item | 0.417 | SFT | 100 | 1 | 6.672 | Date |  |  | 2024-09-30 15:41 |  | * | [6 empty] | 6.672 |  | 1 | 15 |  | 0 | 16 |  |  | * |  |  | None | *
6 | IP-66107_DOC | INTERNAL ANGLE FOR FAN COLLAR | B | Reference Item - Document Management | Active |  | 99999 | 1 |  |  |  | Item | 1 | EA | 100 | 1 | 16 | Date |  |  | 2024-09-30 15:41 |  | * | [6 empty] | 16 |  | 1 | 10 |  | 0 | 10 | [5 empty] | None
5 | MCYSC4-SMA-59356_DOC | ESP COMP FAN - COLLAR EXH FAN SUB ASSY 1 | D | Reference Item - Document Management | Active |  | 99999 | 1 |  |  |  | Item | 1 | EA | 100 | 1 | 8 | Date |  |  | 2024-09-30 15:41 |  | * | [6 empty] | 8 |  | 1 | 40 |  | 0 | 40 | [5 empty] | None
4 | 10043319 | Rosenberg Axial Fan Part No. E65-80666, Model AKFG 800 N.6NA A5 Gen3 (AC motor) | 0 | Purchased Item | Active |  | 8 | 1 |  |  |  | Item | 1 | EA | 100 | 1 | 8 | Date |  |  | 2024-10-12 |  | * | [6 empty] | 8 |  | 1 | 5 |  | 0 | 6 |  |  | * |  |  | None | *
4 | 75-BH-1213112-P | 1/2-13 X 1 1/2 HEX CAP SC GR 5 ZINC PLTD | 0 | Purchased Item | Active |  | 9 | 1 |  |  |  | Item | 4 | EA | 100 | 1 | 32 | Date |  |  | 2024-09-30 15:41 |  | * | [6 empty] | 32 |  | 1 | 5 |  | 0 | 6 |  |  | * |  |  | None | *
4 | 75-SCWH-14-34 | 1/4-14x3/4" SELF DRILL HEX S.H.W PL | 0 | Purchased Item | Active |  | 10 | 1 |  |  |  | Item | 20 | EA | 100 | 1 | 160 | Date |  |  | 2024-09-30 15:41 |  | * | [6 empty] | 160 |  | 1 | 20 |  | 0 | 21 |  |  | * |  |  | None | *
4 | 315826P1 | WASHER FLAT 1/2"X1-1/16OD F436 | 0 | Purchased Item | Active |  | 11 | 1 |  |  |  | Item | 8 | EA | 100 | 1 | 64 | Date |  |  | 2024-10-12 |  | * | [6 empty] | 64 |  | 1 | 5 |  | 0 | 6 |  |  | * |  |  | None | *
4 | - S05-0400 | NUT LOCK HEX NYL INSR 1/2-13 | 0 | Purchased Item | Active |  | 12 | 1 |  |  |  | Item | 4 | EA | 100 | 1 | 32 | Date |  |  | 2024-10-12 |  | * | [6 empty] | 32 |  | 1 | 5 |  | 0 | 6 |  |  | * |  |  | None | *
5 | S0041 | NUT LOCK HEX NYL INSR | 0 | Reference Item - Document Management | Active |  | 99999 | 1 |  |  |  | Item | 0 | EA | 100 | 1 | 0 | Date |  |  | 2024-10-12 |  | * | [6 empty] | 0 |  | 1 | 0 |  | 0 | 0 | [5 empty] | None
4 | MCYSC4-SMA-59359_DOC | ESP COMP FAN - COLLAR WITH FAN SUB ASSY 1 | D | Reference Item - Document Management | Active |  | 99999 | 1 |  |  |  | Item | 1 | EA | 100 | 1 | 8 | Date |  |  | 2024-09-30 15:41 |  | * | [6 empty] | 8 |  | 1 |  |  | 0 | 0 | [5 empty] | None
3 | - MCYSC4-SMA-59366 | UNISTRUT SUB ASSY 60" | A | Sub-assembly | Active |  | 10 | 1 |  |  |  | Item | 6 | EA | 100 | 1 | 6 | Date |  |  | 2024-09-30 15:41 |  | * | [6 empty] | 6 |  | 1 | 0.064923 |  | 0.12985 | 32.0649 |  |  | * |  |  | None | *
4 | 75-TROLL-158150 | STRUT CHANNEL TROLLEY OR 1-5/8" CHANNEL HEIGHT, 150 LBS. CAPACITY MCMASTER# 3626T12 | 0 | Purchased Item | Active |  | 1 | 1 |  |  |  | Item | 1 | EA | 100 | 1 | 6 | Date |  |  | 2024-09-30 15:41 |  | * | [6 empty] | 6 |  | 1 | 5 |  | 0 | 6 |  |  | * |  |  | None | *
4 | - IP-59365 | 2-7/16" Height High-Strength Strut Channel, Solid Galvanized Steel, 5FT Long, Mcmaster#3548T225 | A | Sub-assembly | Active |  | 2 | 1 |  |  |  | Item | 1 | EA | 100 | 1 | 6 | Date |  |  | 2024-09-30 15:41 |  | * | [6 empty] | 6 |  | 1 | 0.064923 |  | 0.064923 | 12.0649 |  |  | * |  |  | None | *
5 | 75-SUNIST-2716 | 2-7/16" HEIGHT HIGH-STRENGTH STRUT CHANNEL, SOLID GALVANIZED STEEL, 5FT LONG, MCMASTER#3548T225 | 0 | Purchased Item | Active |  | 1 | 1 |  |  |  | Item | 5 | FT | 100 | 1 | 30 | Date |  |  | 2024-09-30 15:41 |  | * | [6 empty] | 30 |  | 1 | 10 |  | 0 | 11 |  |  | * |  |  | None | *
4 | 75-BH-142002P | 1/4-20 X 2" FLANGED HEX HEAD SCREW, PARTIALLY THREADED, GRADE 5 ZINC-PLATED MCMASTER# 92979A138 | 0 | Purchased Item | Active |  | 3 | 1 |  |  |  | Item | 2 | EA | 100 | 1 | 12 | Date |  |  | 2024-09-30 15:41 |  | * | [6 empty] | 12 |  | 1 | 5 |  | 0 | 6 |  |  | * |  |  | None | *
4 | 75-WN-1420-P | 1/4-20-SERR FLNG NUT PLTD | 0 | Purchased Item | Active |  | 4 | 1 |  |  |  | Item | 2 | EA | 100 | 1 | 12 | Date |  |  | 2024-09-30 15:41 |  | * | [6 empty] | 12 |  | 1 | 30 |  | 0 | 31 |  |  | * |  |  | None | *
3 | - IP-59381 | 12ga GA Brt 60x144 | 0 | Sub-assembly | Active |  | 11 | 1 |  |  |  | Item | 8 | EA | 100 | 1 | 8 | Date |  |  | 2024-09-30 15:41 |  | * | [6 empty] | 8 |  | 1 | 0.064923 |  | 0.064923 | 17.0649 |  |  | * |  |  | None | *
4 | 45-GALV-0329 | STEEL,GALV,G90,12GA,60X144 | 0 | Purchased Item | Active |  | 1 | 1 |  |  |  | Item | 0.073 | SFT | 100 | 1 | 0.584 | Date |  |  | 2024-09-30 15:41 |  | * | [6 empty] | 0.584 |  | 1 | 15 |  | 0 | 16 |  |  | * |  |  | None | *
4 | IP-59381_DOC | 12ga GA Brt 60x144 | C | Reference Item - Document Management | Active |  | 99999 | 1 |  |  |  | Item | 1 | EA | 100 | 1 | 8 | Date |  |  | 2024-09-30 15:41 |  | * | [6 empty] | 8 |  | 1 |  |  | 0 | 0 | [5 empty] | None
3 | 75-SCWH-14-114 | 1/4-14x1 1/4" SELF DRILL S.H.W PL | 0 | Purchased Item | Active |  | 12 | 1 |  |  |  | Item | 48 | EA | 100 | 1 | 48 | Date |  |  | 2024-09-30 15:41 |  | * | [6 empty] | 48 |  | 1 | 20 |  | 0 | 21 |  |  | * |  |  | None | *
3 | 80-TD-903535NP | 35WX35.75H SERIES 9000 OPTION SC, PROFILE NP, PARALLEL BLADE, THERMALLY INSULATED, EXT REAR FLANGE, CFG: 1EF, QUOTE# Q10231580 | 0 | Purchased Item | Active |  | 13 | 1 |  |  |  | Item | 2 | EA | 100 | 1 | 2 | Date |  |  | 2024-09-30 15:41 |  | * | [6 empty] | 2 |  | 1 | 60 |  | 0 | 61 |  |  | * |  |  | None | *
3 | 80-TD-903535NPL | 35WX35.75H SERIES 9000 OPTION SC, PROFILE NP, PARALLEL BLADE, THERMALLY INSULATED, EXT REAR FLANGE, CFG: 1LEF, DRIVE LEFT QUOTE# Q10231580 | 0 | Purchased Item | Active |  | 14 | 1 |  |  |  | Item | 2 | EA | 100 | 1 | 2 | Date |  |  | 2024-09-30 15:41 |  | * | [6 empty] | 2 |  | 1 | 40 |  | 0 | 41 |  |  | * |  |  | None | *
3 | 75-RIVN-1420 | 1/4"-20 Thread, 1/64"-3/16" Thickness,Screwdriver-Installed Rivet Nut,Zinc-Plated Stee #90186A213 | 0 | Purchased Item | Active |  | 15 | 1 |  |  |  | Item | 16 | EA | 100 | 1 | 16 | Date |  |  | 2024-09-30 15:41 |  | * | [6 empty] | 16 |  | 1 | 15 |  | 0 | 16 |  |  | * |  |  | None | *
3 | 75-RIVET-0050 | 304 STAINLESS STEEL - POP RIVET - 1/8" X .188-250" LONG | 0 | Purchased Item | Active |  | 16 | 1 |  |  |  | Item | 16 | EA | 100 | 1 | 16 | Date |  |  | 2024-09-30 15:41 |  | * | [6 empty] | 16 |  | 1 | 20 |  | 0 | 21 |  |  | * |  |  | None | *
2 | - MCYS06-SMA-68105 | UPPER PAINT | 0 | Sub-assembly | Active |  | 19 | 1 |  |  |  | Item | 1 | EA | 100 | 1 | 1 | Date |  |  | 2024-09-30 15:41 |  | * | [6 empty] | 1 |  | 1 | 0 |  | 0 | 107 |  |  | * |  |  | None | *
3 | 50-PAIN-100521 | REDUCER 1000-52.5 5 GALS CONTAINER | 0 | Purchased Item | Active |  | 1 | 1 |  |  |  | Item | 40 | GAL | 100 | 1 | 40 | Date |  |  | 2024-09-30 15:41 |  | * | [6 empty] | 40 |  | 1 | 10 |  | 0 | 11 |  |  | * |  |  | None | *
3 | 50-PAIN-15955E | GRAY 7760-GRE15955EL.5, 5 GAL CONTAINER | 0 | Purchased Item | Active |  | 2 | 1 |  |  |  | Item | 3 | GAL | 100 | 1 | 3 | Date |  |  | 2024-09-30 15:41 |  | * | [6 empty] | 3 |  | 1 | 15 |  | 0 | 16 |  |  | * |  |  | None | *
3 | 50-PAIN-28458G | #6433-GRE28458.5 SEMI GLOSS ELI FOAM PANEL GRAY SMALL HAMMER TEXTURE HIGH SOLIDS POLYURETHANE | 0 | Purchased Item | Active |  | 3 | 1 |  |  |  | Item | 17.5 | GAL | 100 | 1 | 17.5 | Date |  |  | 2024-09-30 15:41 |  | * | [6 empty] | 17.5 |  | 1 | 90 |  | 0 | 91 |  |  | * |  |  | None | *
3 | 50-PAIN-486010 | WHITE ETCHING PRIMER CARDINAL#4860-10 | 0 | Purchased Item | Active |  | 4 | 1 |  |  |  | Item | 20 | GAL | 100 | 1 | 20 | Date |  |  | 2024-09-30 15:41 |  | * | [6 empty] | 20 |  | 1 | 80 |  | 0 | 81 |  |  | * |  |  | None | *
3 | 50-PAIN-67ELHP5 | HARDENER # 67-ELHP.5 | 0 | Purchased Item | Active |  | 5 | 1 |  |  |  | Item | 9.5 | GAL | 100 | 1 | 9.5 | Date |  |  | 2024-09-30 15:41 |  | * | [6 empty] | 9.5 |  | 1 | 105 |  | 0 | 106 |  |  | * |  |  | None | *
3 | 50-PAIN-W303A5 | ACID METAL CONDITIONER # W-303-A.5 | 0 | Purchased Item | Active |  | 6 | 1 |  |  |  | Item | 5 | GAL | 100 | 1 | 5 | Date |  |  | 2024-09-30 15:41 |  | * | [6 empty] | 5 |  | 1 | 15 |  | 0 | 16 |  |  | * |  |  | None | *
2 | -10082257 | ELECTRICAL MISCELLANEOUS UPPER | G | Phantom item | Active |  | 20 | 1 |  |  |  | Item | 1 | EA | 100 | 1 | 1 | Date |  |  | 2024-09-30 15:41 |  | * | [6 empty] | 1 |  | 1 | 0 |  | 0 | 52 |  |  | * |  |  | None
3 | 05-WIRE-0120 | 14AWG THHN STR CU WIRE BLACK | 0 | Purchased Item | Active |  | 10 | 1 |  |  |  | Item | 1500 | FT | 100 | 1 | 1500 | Date |  |  | 2024-09-30 15:41 |  | * | [6 empty] | 1500 |  | 1 | 15 |  | 0 | 16 |  |  | * |  |  | None | *
3 | 05-WIRE-0120-BR | 14AWG THHN STR CU WIRE BROWN | 0 | Purchased Item | Active |  | 20 | 1 |  |  |  | Item | 1000 | FT | 100 | 1 | 1000 | Date |  |  | 2024-09-30 15:41 |  | * | [6 empty] | 1000 |  | 1 | 15 |  | 0 | 16 |  |  | * |  |  | None | *
3 | 05-WIRE-0120-GR | 14AWG THHN STR CU WIRE GREEN | 0 | Purchased Item | Active |  | 30 | 1 |  |  |  | Item | 1800 | FT | 100 | 1 | 1800 | Date |  |  | 2024-09-30 15:41 |  | * | [6 empty] | 1800 |  | 1 | 45 |  | 0 | 46 |  |  | * |  |  | None | *
3 | 05-WIRE-0120-OR | 14AWG THHN STR CU WIRE ORANGE | 0 | Purchased Item | Active |  | 40 | 1 |  |  |  | Item | 900 | FT | 100 | 1 | 900 | Date |  |  | 2024-09-30 15:41 |  | * | [6 empty] | 900 |  | 1 | 45 |  | 0 | 46 |  |  | * |  |  | None | *
3 | 05-WIRE-0120-RD | 14AWG THHN STR CU WIRE RED | 0 | Purchased Item | Active |  | 50 | 1 |  |  |  | Item | 750 | FT | 100 | 1 | 750 | Date |  |  | 2024-09-30 15:41 |  | * | [6 empty] | 750 |  | 1 | 45 |  | 0 | 46 |  |  | * |  |  | None | *
3 | 05-WIRE-0120-WT | 14AWG THHN STR CU WIRE WHITE | 0 | Purchased Item | Active |  | 60 | 1 |  |  |  | Item | 750 | FT | 100 | 1 | 750 | Date |  |  | 2024-09-30 15:41 |  | * | [6 empty] | 750 |  | 1 | 45 |  | 0 | 46 |  |  | * |  |  | None | *
3 | 05-WIRE-0120-YL | 14AWG THHN STR CU WIRE YELLOW | 0 | Purchased Item | Active |  | 70 | 1 |  |  |  | Item | 900 | FT | 100 | 1 | 900 | Date |  |  | 2024-09-30 15:41 |  | * | [6 empty] | 900 |  | 1 | 45 |  | 0 | 46 |  |  | * |  |  | None | *
3 | 05-WIRE-0130 | 12AWG THHN STR CU WIRE BLACK | 0 | Purchased Item | Active |  | 80 | 1 |  |  |  | Item | 300 | FT | 100 | 1 | 300 | Date |  |  | 2024-09-30 15:41 |  | * | [6 empty] | 300 |  | 1 | 15 |  | 0 | 16 |  |  | * |  |  | None | *
3 | 05-WIRE-0130-GR | 12AWG THHN STR CU WIRE GREEN | 0 | Purchased Item | Active |  | 90 | 1 |  |  |  | Item | 500 | FT | 100 | 1 | 500 | Date |  |  | 2024-09-30 15:41 |  | * | [6 empty] | 500 |  | 1 | 15 |  | 0 | 16 |  |  | * |  |  | None | *
3 | 05-WIRE-0130-RD | 12AWG THHN STR CU WIRE RED | 0 | Purchased Item | Active |  | 100 | 1 |  |  |  | Item | 500 | FT | 100 | 1 | 500 | Date |  |  | 2024-09-30 15:41 |  | * | [6 empty] | 500 |  | 1 | 15 |  | 0 | 16 |  |  | * |  |  | None | *
3 | 05-WIRE-0130-WT | 12AWG THHN STR CU WIRE WHITE | 0 | Purchased Item | Active |  | 110 | 1 |  |  |  | Item | 500 | FT | 100 | 1 | 500 | Date |  |  | 2024-09-30 15:41 |  | * | [6 empty] | 500 |  | 1 | 10 |  | 0 | 11 |  |  | * |  |  | None | *
3 | 05-WIRE-0140-BR | 10AWG THHN STR CU WIRE BROWN | 0 | Purchased Item | Active |  | 120 | 1 |  |  |  | Item | 300 | FT | 100 | 1 | 300 | Date |  |  | 2024-09-30 15:41 |  | * | [6 empty] | 300 |  | 1 | 15 |  | 0 | 16 |  |  | * |  |  | None | *
3 | 05-WIRE-0140-GR | 10AWG THHN STR CU WIRE GREEN | 0 | Purchased Item | Active |  | 130 | 1 |  |  |  | Item | 450 | FT | 100 | 1 | 450 | Date |  |  | 2024-09-30 15:41 |  | * | [6 empty] | 450 |  | 1 | 15 |  | 0 | 16 |  |  | * |  |  | None | *
3 | 05-WIRE-0140-OR | 10AWG THHN STR CU WIRE ORANGE | 0 | Purchased Item | Active |  | 140 | 1 |  |  |  | Item | 300 | FT | 100 | 1 | 300 | Date |  |  | 2024-09-30 15:41 |  | * | [6 empty] | 300 |  | 1 | 15 |  | 0 | 16 |  |  | * |  |  | None | *
3 | 05-WIRE-0140-YL | 10AWG THHN STR CU WIRE YELLOW | 0 | Purchased Item | Active |  | 150 | 1 |  |  |  | Item | 300 | FT | 100 | 1 | 300 | Date |  |  | 2024-09-30 15:41 |  | * | [6 empty] | 300 |  | 1 | 20 |  | 0 | 21 |  |  | * |  |  | None | *
3 | 05-WIRE-0150-GR | 8AWG THHN STR CU WIRE GREEN (500 FT PER ROLL) | 0 | Purchased Item | Active |  | 160 | 1 |  |  |  | Item | 300 | FT | 100 | 1 | 300 | Date |  |  | 2024-09-30 15:41 |  | * | [6 empty] | 300 |  | 1 | 20 |  | 0 | 21 |  |  | * |  |  | None | *
3 | 05-WIRE-0190 | 2AWG THHN STR CU WIRE BLACK | 0 | Purchased Item | Active |  | 170 | 1 |  |  |  | Item | 900 | FT | 100 | 1 | 900 | Date |  |  | 2024-09-30 15:41 |  | * | [6 empty] | 900 |  | 1 | 15 |  | 0 | 16 |  |  | * |  |  | None | *
3 | 05-WIRE-0207-RD | 18AWG 2C SHIELD RED JACKET | 0 | Purchased Item | Active |  | 180 | 1 |  |  |  | Item | 1000 | FT | 100 | 1 | 1000 | Date |  |  | 2024-09-30 15:41 |  | * | [6 empty] | 1000 |  | 1 | 15 |  | 0 | 16 |  |  | * |  |  | None | *
3 | 05-WIRE-0207-VL | 18AWG 2C SHIELD VIOLET JACKET | 0 | Purchased Item | Active |  | 190 | 1 |  |  |  | Item | 1000 | FT | 100 | 1 | 1000 | Date |  |  | 2024-09-30 15:41 |  | * | [6 empty] | 1000 |  | 1 | 20 |  | 0 | 21 |  |  | * |  |  | None | *
3 | 05-WIRE-0208-RD | CABLE 3X 18G 60C 300V | 0 | Purchased Item | Active |  | 200 | 1 |  |  |  | Item | 1000 | FT | 100 | 1 | 1000 | Date |  |  | 2024-09-30 15:41 |  | * | [6 empty] | 1000 |  | 1 | 10 |  | 0 | 11 |  |  | * |  |  | None | *
3 | 05-WIRE-200-OAB | CABLE 3X 24G 60C 300V | 0 | Purchased Item | Active |  | 210 | 1 |  |  |  | Item | 25 | FT | 100 | 1 | 25 | Date |  |  | 2024-09-30 15:41 |  | * | [6 empty] | 25 |  | 1 | 15 |  | 0 | 16 |  |  | * |  |  | None | *
3 | 05-WIRE-207-BLJ | 18AWG 2C SHIELD BLUE JACKET | 0 | Purchased Item | Active |  | 220 | 1 |  |  |  | Item | 800 | FT | 100 | 1 | 800 | Date |  |  | 2024-09-30 15:41 |  | * | [6 empty] | 800 |  | 1 | 15 |  | 0 | 16 |  |  | * |  |  | None | *
3 | 05-WIRE-207-YLJ | 18AWG 2C SHIELD YELLOW JACKET | 0 | Purchased Item | Active |  | 230 | 1 |  |  |  | Item | 1125 | FT | 100 | 1 | 1125 | Date |  |  | 2024-09-30 15:41 |  | * | [6 empty] | 1125 |  | 1 | 15 |  | 0 | 16 |  |  | * |  |  | None | *
3 | 05-WIRE-208-WTJ | CABLE 3X 18G 60C 300V | 0 | Purchased Item | Active |  | 240 | 1 |  |  |  | Item | 800 | FT | 100 | 1 | 800 | Date |  |  | 2024-09-30 15:41 |  | * | [6 empty] | 800 |  | 1 | 20 |  | 0 | 21 |  |  | * |  |  | None | *
3 | 05-WIRE-3221 | 16 AWG 2 STRANDED CONDUCTORS, SHIELDED PLENUM/FT6 P/N 3221 | 0 | Purchased Item | Active |  | 250 | 1 |  |  |  | Item | 2400 | FT | 100 | 1 | 2400 | Date |  |  | 2024-09-30 15:41 |  | * | [6 empty] | 2400 |  | 1 | 15 |  | 0 | 16 |  |  | * |  |  | None | *
3 | 05-WIRE-3222 | 16 AWG 4 STRANDED CONDUCTORS, SHIELDED PLENUM/FT6 P/N 3222 | 0 | Purchased Item | Active |  | 260 | 1 |  |  |  | Item | 500 | FT | 100 | 1 | 500 | Date |  |  | 2024-09-30 15:41 |  | * | [6 empty] | 500 |  | 1 | 15 |  | 0 | 16 |  |  | * |  |  | None | *
3 | 10078501 | Connection cable, RITTAL PN SZ 2500.500 | 0 | Purchased Item | Active |  | 280 | 1 |  |  |  | Item | 3 | EA | 100 | 1 | 3 | Date |  |  | 2024-09-30 15:41 |  | * | [6 empty] | 3 |  | 1 | 5 |  | 0 | 6 |  |  | * |  |  | None | *
3 | 10-CLIPS-ACI | AVERAGING SENSOR MOUNTING CLIPS, PN A/UNIVERSAL CLIP | 0 | Purchased Item | Active |  | 290 | 1 |  |  |  | Item | 9 | EA | 100 | 1 | 9 | Date |  |  | 2024-09-30 15:41 |  | * | [6 empty] | 9 |  | 1 | 30 |  | 0 | 31 |  |  | * |  |  | None | *
3 | 10-CON-PBTS34 | ILSCO PBTS-3-4 INSUL AL MECH (3) 4-14 SGL T UL CSA, # PBTS-3-4 | 0 | Purchased Item | Active |  | 300 | 1 |  |  |  | Item | 1 | EA | 100 | 1 | 1 | Date |  |  | 2024-09-30 15:41 |  | * | [6 empty] | 1 |  | 1 | 30 |  | 0 | 31 |  |  | * |  |  | None | *
3 | 10-EL-GROUND | IEC ELECTRIAL GROUND LABEL - TERMINAL OF A PROTECTIVE EARTH (GROUND) ELECTRODE. SIZE: 1/2" X 1/2". 1 ROLL = 500 LABELS. SKU #LSCE107 | 0 | Purchased Item | Active |  | 310 | 1 |  |  |  | Item | 50 | EA | 100 | 1 | 50 | Date |  |  | 2024-09-30 15:41 |  | * | [6 empty] | 50 |  | 1 | 40 |  | 0 | 41 |  |  | * |  |  | None | *
3 | 10-HND-SQD-001 | 9421LH6 HANDLE ASSEMBLY | 0 | Purchased Item | Active |  | 320 | 1 |  |  |  | Item | 2 | EA | 100 | 1 | 2 | Date |  |  | 2024-09-30 15:41 |  | * | [6 empty] | 2 |  | 1 | 5 |  | 0 | 6 |  |  | * |  |  | None | *
3 | 10-KLE-COV1 | CLEAR HINGED COVER FOR PUSH-PULL, PILLA # PILCLHCOV1 | 0 | Purchased Item | Active |  | 330 | 1 |  |  |  | Item | 1 | EA | 100 | 1 | 1 | Date |  |  | 2024-09-30 15:41 |  | * | [6 empty] | 1 |  | 1 | 20 |  | 0 | 21 |  |  | * |  |  | None | *
3 | 10-KLE-PILNCCB | N.C. STACKABLE CONTACT BLOCK FOR MST1 STATIONS KELE # PILNCCB | 0 | Purchased Item | Active |  | 340 | 1 |  |  |  | Item | 1 | EA | 100 | 1 | 1 | Date |  |  | 2024-09-30 15:41 |  | * | [6 empty] | 1 |  | 1 | 15 |  | 0 | 16 |  |  | * |  |  | None | *
3 | 10-LABEL-200911 | WMB INLINE 1500 WMB MARKERS (5 MM) ON ROLL WAGO # 2009-115 | 0 | Purchased Item | Active |  | 350 | 1 |  |  |  | Item | 0.25 | EA | 100 | 1 | 0.25 | Date |  |  | 2024-09-30 15:41 |  | * | [6 empty] | 0.25 |  | 1 | 15 |  | 0 | 16 |  |  | * |  |  | None | *
3 | 10-LABEL-50016 | HEAT SHRINK LABEL, 0.25" UNSLIT, SINGLE SIDED, POLYOLEFIN, WHITE, 250/BX, PN 553-50016 | 0 | Purchased Item | Active |  | 360 | 1 |  |  |  | Item | 2 | EA | 100 | 1 | 2 | Date |  |  | 2024-09-30 15:41 |  | * | [6 empty] | 2 |  | 1 | 20 |  | 0 | 21 |  |  | * |  |  | None | *
3 | 10-LUG-0145 | 8 AWG, 1-HOLE LUGS, COLOR-KEYED, COMPRESSION, ALUMINUM, TIN PLATED, DIE COLOR CODE BLUE, 3/8" BOLT SIZE, T&B P/N 60104-TB | 0 | Purchased Item | Active |  | 370 | 1 |  |  |  | Item | 2 | EA | 100 | 1 | 2 | Date |  |  | 2024-09-30 15:41 |  | * | [6 empty] | 2 |  | 1 | 20 |  | 0 | 21 |  |  | * |  |  | None | *
3 | 10-LUG-0150 | 2 AWG, 1-HOLE LUGS, COLOR-KEYED, COMPRESSION, ALUMINUM, TIN PLATED, DIE COLOR CODE PINK, 3/8" BOLT SIZE, T&B P/N 60118-TB | 0 | Purchased Item | Active |  | 380 | 1 |  |  |  | Item | 6 | EA | 100 | 1 | 6 | Date |  |  | 2024-09-30 15:41 |  | * | [6 empty] | 6 |  | 1 | 20 |  | 0 | 21 |  |  | * |  |  | None | *
3 | 10-MCP-SQD-017 | MOTOR PROTECTOR LINE INSULATOR GV2GH7 | 0 | Purchased Item | Active |  | 390 | 1 |  |  |  | Item | 10 | EA | 100 | 1 | 10 | Date |  |  | 2024-09-30 15:41 |  | * | [6 empty] | 10 |  | 1 | 20 |  | 0 | 21 |  |  | * |  |  | None | *
3 | 10-OP-D7-ALP | POEWR MODULES MOUNTING LATCH | 0 | Finished Good - Buy | Active |  | 400 | 1 |  |  |  | Item | 5 | EA | 100 | 1 | 5 | Date |  |  | 2024-09-30 15:41 |  | * | [6 empty] | 5 |  | 1 | 20 |  | 0 | 21 |  |  | * |  |  | None | *
3 | 10-OP-D7-N5W | POWER MODULE, INTEGRAL LED 120 | 0 | Finished Good - Buy | Active |  | 410 | 1 |  |  |  | Item | 3 | EA | 100 | 1 | 3 | Date |  |  | 2024-09-30 15:41 |  | * | [6 empty] | 3 |  | 1 | 15 |  | 0 | 16 |  |  | * |  |  | None | *
3 | 10-OP-D7P-P3 | INDICATING LIGHTS GREEN PLASTI | 0 | Finished Good - Buy | Active |  | 420 | 1 |  |  |  | Item | 2 | EA | 100 | 1 | 2 | Date |  |  | 2024-09-30 15:41 |  | * | [6 empty] | 2 |  | 1 | 15 |  | 0 | 16 |  |  | * |  |  | None | *
3 | 10-OP-D7P-P5 | INDICATING LIGHTS,YELLOW,PLASTIC # D7P-P5 | 0 | Purchased Item | Active |  | 430 | 1 |  |  |  | Item | 1 | EA | 100 | 1 | 1 | Date |  |  | 2024-09-30 15:41 |  | * | [6 empty] | 1 |  | 1 | 15 |  | 0 | 16 |  |  | * |  |  | None | *
3 | 10-OP-D7P-SM32 | STN.KNOB,3 POSITION,SELECTO SWITCH,PLASTIC # D7P-SM32 | 0 | Purchased Item | Active |  | 440 | 1 |  |  |  | Item | 2 | EA | 100 | 1 | 2 | Date |  |  | 2024-09-30 15:41 |  | * | [6 empty] | 2 |  | 1 | 15 |  | 0 | 16 |  |  | * |  |  | None | *
3 | 10-OP-D7-X10 | CONTACT BLOCK, NO # D7-X10, ALTERNATE ALLEN BRADLEY PN 800F-X10 | 0 | Purchased Item | Active |  | 450 | 1 |  |  |  | Item | 5 | EA | 100 | 1 | 5 | Date |  |  | 2024-09-30 15:41 |  | * | [6 empty] | 5 |  | 1 | 15 |  | 0 | 16 |  |  | * |  |  | None | *
3 | 10-OPM-SQD-001 | 9421LJ7 OPERATING MECHANISM | 0 | Purchased Item | Active |  | 460 | 1 |  |  |  | Item | 2 | EA | 100 | 1 | 2 | Date |  |  | 2024-09-30 15:41 |  | * | [6 empty] | 2 |  | 1 | 15 |  | 0 | 16 |  |  | * |  |  | None | *
3 | 10-POT-ABB-MP2 | POTENTIOMETER, KNOB W/RESISTOR, 10 KO, ABB PN MT-110B (1SFA611410R1106) | 0 | Purchased Item | Active |  | 470 | 1 |  |  |  | Item | 1 | EA | 100 | 1 | 1 | Date |  |  | 2024-09-30 15:41 |  | * | [6 empty] | 1 |  | 1 | 10 |  | 0 | 11 |  |  | * |  |  | None | *
3 | 10-POT-ABB-MP3 | LEGEND PLATE, SCALE 0 - 10, ABB PN SK615562-88 | 0 | Purchased Item | Active |  | 480 | 1 |  |  |  | Item | 1 | EA | 100 | 1 | 1 | Date |  |  | 2024-09-30 15:41 |  | * | [6 empty] | 1 |  | 1 | 10 |  | 0 | 11 |  |  | * |  |  | None | *
3 | 10-PWS-PSMN300A | AC POWER SUPPLY, # PSMN300A | 0 | Purchased Item | Active |  | 490 | 1 |  |  |  | Item | 1 | EA | 100 | 1 | 1 | Date |  |  | 2024-09-30 15:41 |  | * | [6 empty] | 1 |  | 1 | 30 |  | 0 | 31 |  |  | * |  |  | None | *
3 | 10-SCON-222412 | COMPACT SPLICING CONNECTOR; 2-CONDUCTOR TERMINAL BLOCK; WITH OPERATING LEVERS; MAX. CONTINUOUS SERVICE TEMPERATURE 85 | 0 | Purchased Item | Active |  | 500 | 1 |  |  |  | Item | 225 | EA | 100 | 1 | 225 | Date |  |  | 2024-09-30 15:41 |  | * | [6 empty] | 225 |  | 1 | 20 |  | 0 | 21 |  |  | * |  |  | None | *
3 | 10-SCON-222413 | COMPACT SPLICING CONNECTOR; 3-CONDUCTOR TERMINAL BLOCK; WITH OPERATING LEVERS; MAX. CONTINUOUS SERVICE TEMPERATURE 85 | 0 | Purchased Item | Active |  | 510 | 1 |  |  |  | Item | 45 | EA | 100 | 1 | 45 | Date |  |  | 2024-09-30 15:41 |  | * | [6 empty] | 45 |  | 1 | 5 |  | 0 | 6 |  |  | * |  |  | None | *
3 | 10-SCON-222415 | COMPACT SPLICING CONNECTOR; 5-CONDUCTOR TERMINAL BLOCK; WITH OPERATING LEVERS; MAX. CONTINUOUS SERVICE TEMPERATURE 85°C, WAGO PN 222-415 REMARKS | 0 | Purchased Item | Active |  | 520 | 1 |  |  |  | Item | 25 | EA | 100 | 1 | 25 | Date |  |  | 2024-09-30 15:41 |  | * | [6 empty] | 25 |  | 1 | 5 |  | 0 | 6 |  |  | * |  |  | None | *
3 | 10-SHF-SQD-001 | 9421LS13 SHAFT | 0 | Purchased Item | Active |  | 530 | 1 |  |  |  | Item | 2 | EA | 100 | 1 | 2 | Date |  |  | 2024-09-30 15:41 |  | * | [6 empty] | 2 |  | 1 | 50 |  | 0 | 51 |  |  | * |  |  | None | *
3 | 10-TCP-0213G | SETRA TRANSDUCER 0 TO 15" WC, # 2641-015WD-11-T1-G | 0 | Purchased Item | Active |  | 540 | 1 |  |  |  | Item | 1 | EA | 100 | 1 | 1 | Date |  |  | 2024-09-30 15:41 |  | * | [6 empty] | 1 |  | 1 | 10 |  | 0 | 11 |  |  | * |  |  | None | *
3 | 10-TERM-0262 | BUTT CONNECT 16-14 AWG BLUE PN GB-B6V | 0 | Purchased Item | Active |  | 550 | 1 |  |  |  | Item | 5 | EA | 100 | 1 | 5 | Date |  |  | 2024-09-30 15:41 |  | * | [6 empty] | 5 |  | 1 | 30 |  | 0 | 31 |  |  | * |  |  | None | *
3 | 10-TERM-0263 | BUTT CONNECT 10-12 AWG YELLOW | 0 | Purchased Item | Active |  | 560 | 1 |  |  |  | Item | 2.5 | EA | 100 | 1 | 2.5 | Date |  |  | 2024-09-30 15:41 |  | * | [6 empty] | 2.5 |  | 1 | 30 |  | 0 | 31 |  |  | * |  |  | None | *
3 | 10-TERM-0264 | TERMINAL - 90 DEG. FULLY INSULATED - BLUE | 0 | Purchased Item | Active |  | 570 | 1 |  |  |  | Item | 15 | EA | 100 | 1 | 15 | Date |  |  | 2024-09-30 15:41 |  | * | [6 empty] | 15 |  | 1 | 30 |  | 0 | 31 |  |  | * |  |  | None | *
3 | 10-TERM-285135 | 2 CONDUCTOR THROUGH TERMINAL BLOCK, GRAY, WAGO PN 285-135 | 0 | Purchased Item | Active |  | 580 | 1 |  |  |  | Item | 6 | EA | 100 | 1 | 6 | Date |  |  | 2024-09-30 15:41 |  | * | [6 empty] | 6 |  | 1 | 20 |  | 0 | 21 |  |  | * |  |  | None | *
3 | 10-TERM-285137 | 2 CONDUCTOR GROUND TERMINAL BLOCK, GN-YL, WAGO PN 285-137 | 0 | Purchased Item | Active |  | 590 | 1 |  |  |  | Item | 2 | EA | 100 | 1 | 2 | Date |  |  | 2024-09-30 15:41 |  | * | [6 empty] | 2 |  | 1 | 20 |  | 0 | 21 |  |  | * |  |  | None | *
3 | 10-TRN-SET-264G | SETRA TRANSDUCER, ±0.5" W.C. PN 2641-0R5WB-11-T1-G | 0 | Purchased Item | Active |  | 600 | 1 |  |  |  | Item | 1 | EA | 100 | 1 | 1 | Date |  |  | 2024-09-30 15:41 |  | * | [6 empty] | 1 |  | 1 | 42 |  | 0 | 43 |  |  | * |  |  | None | *
3 | 10-WLC-19164720 | WALCHEM CONTACTING CONDUCTIVITY SENSOR, PP/SS, 20 FT CABLE, P/N 191647-20 | 0 | Purchased Item | Active |  | 630 | 1 |  |  |  | Item | 1 | EA | 100 | 1 | 1 | Date |  |  | 2024-09-30 15:41 |  | * | [6 empty] | 1 |  | 1 | 15 |  | 0 | 16 |  |  | * |  |  | None | *
3 | 10-WLC-191669 | WALCHEM GLAND STEEL 0.5 NPT 200 PSI P/N 191669 | 0 | Purchased Item | Active |  | 640 | 1 |  |  |  | Item | 1 | EA | 100 | 1 | 1 | Date |  |  | 2024-09-30 15:41 |  | * | [6 empty] | 1 |  | 1 | 20 |  | 0 | 21 |  |  | * |  |  | None | *
3 | 10071168 | Labels 0.5" x 0.375" x 0.75" White, Self-Laminating, Vinyl, 6 Across, PN TAG26T6-100B | 0 | Purchased Item | Active |  | 650 | 1 |  |  |  | Item | 1250 | EA | 100 | 1 | 1250 | Date |  |  | 2024-09-30 15:41 |  | * | [6 empty] | 1250 |  | 1 | 10 |  | 0 | 11 |  |  | * |  |  | None | *
3 | 10071162 | Labels 1" x .75' x 2.25" White, Self-Laminating, Vinyl, 3 across, 5000/RL P/N: TAG9T3-100B | 0 | Purchased Item | Active |  | 660 | 1 |  |  |  | Item | 100 | EA | 100 | 1 | 100 | Date |  |  | 2024-09-30 15:41 |  | * | [6 empty] | 100 |  | 1 | 5 |  | 0 | 6 |  |  | * |  |  | None | *
3 | 05-PAND-0127 | RACEWAY,WIRE,PVC,WHT,1.5WX3H - MODEL #PC1530-LS-W | 0 | Purchased Item | Active |  | 670 | 1 |  |  |  | Item | 15 | FT | 100 | 1 | 15 | Date |  |  | 2024-09-30 15:41 |  | * | [6 empty] | 15 |  | 1 | 20 |  | 0 | 21 |  |  | * |  |  | None | *
3 | 05-PAND-0149 | 1.5WX3H PANEL CHANNEL, STD SLOT, PVC, GRAY, PN PC1530-LS | 0 | Purchased Item | Active |  | 680 | 1 |  |  |  | Item | 15 | FT | 100 | 1 | 15 | Date |  |  | 2024-09-30 15:41 |  | * | [6 empty] | 15 |  | 1 | 15 |  | 0 | 16 |  |  | * |  |  | None | *
3 | 05-TAPE-0100 | 3/4 ELECTRICAL TAPE BLACK BRAND 3M MODEL #1400 | 0 | Purchased Item | Active |  | 690 | 1 |  |  |  | Item | 18.5 | EA | 100 | 1 | 18.5 | Date |  |  | 2024-09-30 15:41 |  | * | [6 empty] | 18.5 |  | 1 | 15 |  | 0 | 16 |  |  | * |  |  | None | *
3 | 05-TAPE-0106 | 3/4 ELECTRICAL TAPE YELLOW 3M PART NUMBER 1700C 3/4X66FT YL | 0 | Purchased Item | Active |  | 700 | 1 |  |  |  | Item | 0.5 | EA | 100 | 1 | 0.5 | Date |  |  | 2024-09-30 15:41 |  | * | [6 empty] | 0.5 |  | 1 | 20 |  | 0 | 21 |  |  | * |  |  | None | *
3 | 05-TAPE-0107 | 3/4 ELECTRICAL TAPE ORANGE 3M PART NUMBER 1700C 3/4X66FT OR | 0 | Purchased Item | Active |  | 710 | 1 |  |  |  | Item | 0.5 | EA | 100 | 1 | 0.5 | Date |  |  | 2024-09-30 15:41 |  | * | [6 empty] | 0.5 |  | 1 | 20 |  | 0 | 21 |  |  | * |  |  | None | *
3 | 05-TAPE-0108 | 3/4 ELECTRICAL TAPE BROWN 3M PART NUMBER 1700C 3/4X66FT BR | 0 | Purchased Item | Active |  | 720 | 1 |  |  |  | Item | 0.5 | EA | 100 | 1 | 0.5 | Date |  |  | 2024-09-30 15:41 |  | * | [6 empty] | 0.5 |  | 1 | 20 |  | 0 | 21 |  |  | * |  |  | None | *
3 | 05-HST-4NU37 | HEAT SHRINK TUBE, WIRE RANGE 16-12 AWG, COLOR, 6IN. PIECE, 21 PIECES PER PACK. GR#4NU37 | 0 | Purchased Item | Active |  | 730 | 1 |  |  |  | Item | 10.5 | EA | 100 | 1 | 10.5 | Date |  |  | 2024-09-30 15:41 |  | * | [6 empty] | 10.5 |  | 1 | 15 |  | 0 | 16 |  |  | * |  |  | None | *
3 | 05-HST-4NU38 | HEAT SHRINK TUBE, WIRE RANGE 12-8 AWG, COLOR, 6 IN. PIECE, 14 PACK GR.#4NU38 | 0 | Purchased Item | Active |  | 740 | 1 |  |  |  | Item | 0.25 | EA | 100 | 1 | 0.25 | Date |  |  | 2024-09-30 15:41 |  | * | [6 empty] | 0.25 |  | 1 | 15 |  | 0 | 16 |  |  | * |  |  | None | *
3 | 05-NSI-0150 | TIE WRAP NSI 418 4" | 0 | Purchased Item | Active |  | 750 | 1 |  |  |  | Item | 250 | EA | 100 | 1 | 250 | Date |  |  | 2024-09-30 15:41 |  | * | [6 empty] | 250 |  | 1 | 15 |  | 0 | 16 |  |  | * |  |  | None | *
3 | 05-NSI-0200 | CABLE TIE NSI 1450 14" | 0 | Purchased Item | Active |  | 760 | 1 |  |  |  | Item | 210 | EA | 100 | 1 | 210 | Date |  |  | 2024-09-30 15:41 |  | * | [6 empty] | 210 |  | 1 | 15 |  | 0 | 16 |  |  | * |  |  | None | *
3 | 05-NSI-0250 | CABLE TIE NSI 7" | 0 | Purchased Item | Active |  | 770 | 1 |  |  |  | Item | 45 | EA | 100 | 1 | 45 | Date |  |  | 2024-09-30 15:41 |  | * | [6 empty] | 45 |  | 1 | 15 |  | 0 | 16 |  |  | * |  |  | None | *
3 | 05-LIGHT-0187 | TOPAZ A19 LED LAMP 10W 120V TOPAZ CAT# LA19/10/927/D-46 | 0 | Purchased Item | Active |  | 780 | 1 |  |  |  | Item | 11 | EA | 100 | 1 | 11 | Date |  |  | 2024-09-30 15:41 |  | * | [6 empty] | 11 |  | 1 | 15 |  | 0 | 16 |  |  | * |  |  | None | *
3 | 05-LUB-31378 | CABLE PULLING LUBRICANT, WATER-BASED GEL, QUARTS. TOPAZ #1200 | 0 | Purchased Item | Active |  | 790 | 1 |  |  |  | Item | 1 | EA | 100 | 1 | 1 | Date |  |  | 2024-09-30 15:41 |  | * | [6 empty] | 1 |  | 1 | 15 |  | 0 | 16 |  |  | * |  |  | None | *
3 | 05-DSEAL-0100 | DUCT SEAL 1LB. DOTTIE #LHD1 | 0 | Purchased Item | Active |  | 800 | 1 |  |  |  | Item | 8 | EA | 100 | 1 | 8 | Date |  |  | 2024-09-30 15:41 |  | * | [6 empty] | 8 |  | 1 | 15 |  | 0 | 16 |  |  | * |  |  | None | *
3 | 05-IN.BUSH-0100 | 1/2"KNOCKOUT INSULATING BUSHING PN 9791 BRIDGEPORT | 0 | Purchased Item | Active |  | 810 | 1 |  |  |  | Item | 16 | EA | 100 | 1 | 16 | Date |  |  | 2024-09-30 15:41 |  | * | [6 empty] | 16 |  | 1 | 15 |  | 0 | 16 |  |  | * |  |  | None | *
3 | 10-DINR-0120 | 35MM DIN RAIL, 2 METERS LENGTH (15MM HIGH) P/N PD35CZF6 | 0 | Purchased Item | Active |  | 820 | 1 |  |  |  | Item | 1 | EA | 100 | 1 | 1 | Date |  |  | 2024-09-30 15:41 |  | * | [6 empty] | 1 |  | 1 | 30 |  | 0 | 31 |  |  | * |  |  | None | *
3 | 05-TIE-14120MH | MOUNTING HEAD TIES, INTEGRATED MOUNTING HOLE, HEAVY-DUTY CABLE TIES, 100 PACK, CATAMOUNT # L-14-120MH-0-C | 0 | Purchased Item | Active |  | 830 | 1 |  |  |  | Item | 100 | EA | 100 | 1 | 100 | Date |  |  | 2024-09-30 15:41 |  | * | [6 empty] | 100 |  | 1 | 15 |  | 0 | 16 |  |  | * |  |  | None | *
3 | 10082332 | MICROSOFT CYS06 - ELECTRICAL SCHEMATIC | E | Reference Item - Schematics | Active |  | 840 | 1 |  |  |  | Item | 1 | REF | 100 | 1 | 1 | Date |  |  | 2024-09-30 15:41 |  | * | [6 empty] | 1 |  | 1 |  |  | 0 | 0 | [5 empty] | None
1 | TML-WAR-STD | Standard Factory Warranty | 0 | Warranty | Active |  | 11111 | 1 |  |  |  | Item | 18 | MON | 100 | 1 | 18 | Date |  |  | 2024-09-26 11:28 |  | * | [6 empty] | 18 |  | 1 |  |  | 0 | 0 | [5 empty] | None